## Instructions
Secondary Techs Editor - Instructions
This Excel file allows you to edit Secondary Techs data easily.
HOW TO USE:
1. (Optional) Configure OLADE settings in 'OLADE_Config' sheet
2. Go to the 'Editor' sheet
3. Fill in each row with:
- Scenario: Select BAU, NDC, NDC+ELC, NDC_NoRPO, or ALL (applies to all scenarios)
- Country: Select the country code (ARG, BOL, CHL, COL, ECU, GTM, etc.)
- Tech.Name: Select from dropdown (options depend on country selected)
- Tech: This column is auto-filled based on Tech.Name (READ-ONLY)
- Parameter: Select the parameter to modify
- Year values: Enter numeric values for each year (leave empty to keep current value)
4. Save and close this file
5. Run: python t1_confection/D2_update_secondary_techs.py
OLADE INTEGRATION:
- If ResidualCapacitiesFromOLADE = YES in OLADE_Config sheet:
* The script will automatically populate ResidualCapacity for PWR technologies
* Data comes from 'OLADE - Capacidad instalada por fuente - Anual.xlsx'
* OLADE data takes priority over manual Editor entries for ResidualCapacity
* Flat capacity values are used (same value for all years)
- If DemandFromOLADE = YES in OLADE_Config sheet:
* The script will populate electricity demand in A-O_Demand.xlsx
* Data comes from 'OLADE - Generación eléctrica por fuente - Anual.xlsx'
* Configure growth rates per country in the 'Demand_Growth' sheet
* Data is converted from GWh to PJ (1 GWh = 0.0036 PJ)
* Linear growth is applied from the OLADE reference year (2023)
- If ActivityLowerLimitFromOLADE = YES in OLADE_Config sheet:
* The script will populate TotalTechnologyAnnualActivityLowerLimit in A-O_Parametrization.xlsx
* Formula: LowerLimit[tech,year] = Demand[country,year] × Share_normalized[tech,year]
* Shares are calculated from Renewability_Targets and OLADE generation weights
* Demand values come from A-O_Demand.xlsx (with projected growth)
INTERCONNECTION CONTROL:
- If InterconnectionsControl = YES in OLADE_Config sheet:
* The 'Interconnections' sheet controls TRN cross-border/intra-country links
* Set each direction to ON or OFF independently
* OFF directions: InputActivityRatio=0, OutputActivityRatio=0, Projection.Mode='EMPTY'
* ON directions: InputActivityRatio=1, OutputActivityRatio=1, Projection.Mode='User defined'
* Changes apply to A-O_AR_Model_Base_Year.xlsx and A-O_AR_Projections.xlsx
IMPORTANT NOTES:
- You can add as many rows as needed
- The 'Tech' column is automatically filled when you select a 'Tech.Name'
- Empty year cells will NOT modify the current value in the destination file
- Scenario 'ALL' will apply changes to all 4 scenario files
- A backup will be created automatically before making changes
- Check the log file after running the update script
Template generated: 2026-04-08 14:09:53

## Documentation
ACTIVITY LIMITS CALCULATION & VALIDATION
1. BASE FORMULA
ActivityLimit = Generation_OLADE × (1 + growth_rate × (year - ref_year)) × Share_technology
Where:
• Generation_OLADE: Total electricity generation for country in base year (PJ)
• growth_rate: Annual growth rate (e.g., 0.02 = 2%)
• ref_year: OLADE reference year (2023)
• Share_technology: Technology share (from Shares_Total or Renewability_Targets)
UpperLimit = LowerLimit × 1.05
2. INDIVIDUAL VALIDATION (during calculation)
Constraint: LowerLimit ≤ MaxPossibleActivity
MaxPossibleActivity = Capacity × CapacityToActivityUnit × AvailabilityFactor × CapacityFactor
Where Capacity = min(TotalAnnualMaxCapacity, ResidualCapacity)
Validation Logic:
IF MaxPossibleActivity ≤ 0:
→ No capacity available
→ LowerLimit = 0
→ UpperLimit = 0
→ Value is CAPPED
ELSE:
→ MaxAllowed = MaxPossibleActivity - 0.05 (safety margin)
→ IF LowerLimit > MaxAllowed:
→ LowerLimit = max(0, MaxAllowed)
→ UpperLimit = LowerLimit × 1.05
→ Value is CAPPED
3. UNIVERSAL VALIDATION (after all calculations)
Applied ONLY to these 10 PWR generation technologies:
URN (Nuclear), NGS (Natural Gas), COA (Coal), HYD (Hydro), GEO (Geothermal)
WON (Wind), SPV (Solar), BIO (Biomass), PET (Petroleum/Diesel), OIL (Fuel Oil)
Excludes: Storage (SDS, LDS), Backup (BCK), Transmission (TRN)
Purpose: Re-verify that NO technology has LowerLimit > MaxPossibleActivity
This catches manual errors from the Editor sheet and ensures model feasibility.
4. NUMERICAL EXAMPLE
Country: Argentina ¦ Technology: PWRHYDARGXX (Hydro) ¦ Year: 2030
Input Data:
• Generation_OLADE (2023) = 100 PJ
• Growth rate = 2% (0.02)
• Share_HYD = 40%
• ResidualCapacity = 2.5 GW
• TotalAnnualMaxCapacity = 3.0 GW
• CapacityToActivityUnit = 31.536
• AvailabilityFactor = 0.95
• CapacityFactor = 0.28
Step 1: Calculate base LowerLimit
years_diff = 2030 - 2023 = 7
Generation_2030 = 100 × (1 + 0.02 × 7) = 114 PJ
LowerLimit = 114 × 0.40 = 45.6 PJ
Step 2: Validate against capacity
Capacity = min(2.5, 3.0) = 2.5 GW (ResidualCapacity is more restrictive)
MaxPossibleActivity = 2.5 × 31.536 × 0.95 × 0.28 = 20.95 PJ
MaxAllowed = 20.95 - 0.05 = 20.90 PJ
Step 3: Apply validation
LowerLimit (45.6) > MaxAllowed (20.90) → CAPPED!
Final LowerLimit = 20.90 PJ
Final UpperLimit = 20.90 × 1.05 = 21.945 PJ
Note: This indicates additional capacity investment is needed to meet the demand target.

## OLADE_Config
OLADE CONFIGURATION
Fill in the configuration below to automatically populate ResidualCapacity from OLADE data
Configuration Parameter | Value
ResidualCapacitiesFromOLADE | YES
PetroleumSplitMode | Split_PET_OIL
DemandFromOLADE | YES
ActivityLowerLimitFromOLADE | NO
ActivityUpperLimitFromOLADE | EXISTING_ONLY
TradeBalanceDemandAdjustment | YES
InterconnectionsControl | NO
DETAILED DESCRIPTIONS AND FORMULAS
1. ResidualCapacitiesFromOLADE
Populates the ResidualCapacity parameter for PWR (power generation) technologies.
DATA SOURCE:
File: 'OLADE - Capacidad instalada por fuente - Anual.xlsx'
Sheet: '1.2023' (or corresponding year)
Row 5: Country names
Rows 6-20: Technology capacities in MW
FORMULA:
ResidualCapacity (GW) = OLADE_Capacity (MW) / 1000
NOTES:
- Same flat capacity value is used for all model years
- Only applies to PWR technologies (power plants)
2. PetroleumSplitMode
Controls how petroleum-based generation is split between PET (Diesel) and OIL (Fuel oil).
OPTIONS:
OIL_only: Assign all petroleum to OIL technology
Split_PET_OIL: Split using shares from Shares_PET_OIL_Split.xlsx
DATA SOURCE (for Split_PET_OIL):
File: 'Shares_PET_OIL_Split.xlsx'
Sheets: SharesBAU, SharesNDC, SharesNDC_NoRPO, SharesNDC+ELC
Contains: Diesel, Fuel oil, Bunker shares by country and year
FORMULA (Split_PET_OIL):
PET_share = Diesel_share
OIL_share = Fuel_oil_share + Bunker_share
3. DemandFromOLADE
Populates SpecifiedAnnualDemand in A-O_Demand.xlsx for electricity demand.
DATA SOURCE:
File: 'Generacion electrica por fuente - Anual - OLADE.xlsx'
Sheet: '1.2023'
Row 21: Total generation by country (GWh)
Reference year: 2023 (from cell A4)
FORMULA:
Demand(year) = Generation_OLADE(PJ) x (1 + growth_rate x (year - 2023))
UNIT CONVERSION:
1 GWh = 0.0036 PJ
Generation_PJ = Generation_GWh x 0.0036
GROWTH RATES:
Configured per country in 'Demand_Growth' sheet (default: 2% annual)
4. ActivityLowerLimitFromOLADE
Populates TotalTechnologyAnnualActivityLowerLimit in A-O_Parametrization.xlsx.
DATA SOURCES:
1. 'Generacion electrica por fuente - Anual - OLADE.xlsx' - Total generation
2. 'Shares_Power_Generation_Technologies.xlsx' - Technology shares by country/scenario/year
3. 'Renewability_Targets' sheet - Target renewable % by year (optional)
4. 'Technology_Weights' sheet - Custom tech distribution (optional)
FORMULA:
LowerLimit(tech,year) = Generation_Total(PJ) x (1 + growth_rate x (year - 2023)) x Share(tech,year)
SHARE CALCULATION:
- If Renewability_Targets defined: Interpolate shares to reach renewable % targets
- If not defined: Use shares directly from Shares_Power_Generation_Technologies.xlsx
INTERPOLATION MODES (in Renewability_Targets):
- 'linear': Linear interpolation between base year and target years
- 'flat_step': Keep flat until target year, then step up (staircase)
5. ActivityUpperLimitFromOLADE
Populates TotalTechnologyAnnualActivityUpperLimit in A-O_Parametrization.xlsx.
MODES:
NO - No UpperLimit updates
YES_ALL - Update UpperLimit for all technologies
EXISTING_ONLY - Only update technologies that already have UpperLimit values
defined and Projection.Mode = 'User defined'
FORMULA:
UpperLimit(tech,year) = LowerLimit(tech,year) × 1.05
NOTES:
- Can be enabled independently of LowerLimit
- The ×1.05 margin allows slight flexibility in the optimization
6. ActivityLowerLimit Calculation Method
Calculates TotalTechnologyAnnualActivityLowerLimit directly from projected demand and normalized shares.
Only applies when ActivityLowerLimitFromOLADE = YES.
CALCULATION METHOD:
Formula: LowerLimit[tech,year] = Demand[country,year] × Share_normalized[tech,year]
Step 1: Read projected demand from A-O_Demand.xlsx (SpecifiedAnnualDemand)
Step 2: Read % renewable from Renewability_Targets (with interpolation)
Step 3: Distribute % renewable among renewable fuels using OLADE generation weights
Step 4: Distribute % non-renewable among non-renewable fuels using OLADE generation weights
Step 5: Normalize all shares year-by-year to ensure Σ(shares) = 1.0
Step 6: For non-base scenarios, override years 2023-2025 with base scenario shares
Step 7: Calculate LowerLimit = Demand × Share for each technology/year
REQUIREMENTS:
- ActivityLowerLimitFromOLADE must be YES
- A-O_Demand.xlsx must exist in the scenario output folder
- Renewability_Targets sheet must define % renewable targets
- OLADE generation data must be available for weight calculation
- base_scenario defined in Config_MOMF_T1_AB.yaml
FUEL GROUPS:
Renewable: HYD, SPV, WON, GEO, BIO, CSP, WOF, WAV
Non-renewable: COA, NGS, OIL, PET, URN
Other (weight=0 if no OLADE data): BCK, CCS, COG, LDS, OTH, SDS, WAS
BASE SCENARIO OVERRIDE:
- For all scenarios different from base_scenario (defined in Config_MOMF_T1_AB.yaml)
- Years 2023, 2024, 2025 use base scenario shares (policy effects start from 2026)
- This ensures realistic transition timing
TECHNOLOGY MAPPING (OLADE -> Model)
RENEWABLE TECHNOLOGIES:
Biomasa -> BIO (Biomass)
Eolica -> WND (Wind)
Geotermica -> GEO (Geothermal)
Hidroelectrica -> HYD (Hydro)
Solar (GD + gran escala) -> SPV (Solar PV)
NON-RENEWABLE TECHNOLOGIES:
Carbon -> COA (Coal)
Diesel -> PET (Petroleum/Diesel)
Gas natural -> NGS (Natural Gas)
Nuclear -> URN (Uranium/Nuclear)
Fuel oil + Bunker -> OIL (Oil/Fuel oil)
7. InterconnectionsControl
Controls ON/OFF state of TRN (transmission interconnection) technologies.
Each interconnection is bidirectional and can be toggled per direction.
WHEN ENABLED (InterconnectionsControl = YES):
The 'Interconnections' sheet controls each direction independently.
Changes are applied to both A-O_AR_Model_Base_Year.xlsx and A-O_AR_Projections.xlsx.
OFF DIRECTION:
- Base Year: Value.Fuel.I = 0, Value.Fuel.O = 0
- Projections: Projection.Mode = 'EMPTY'
ON DIRECTION:
- Base Year: Value.Fuel.I = 1, Value.Fuel.O = 1
- Projections: Projection.Mode = 'User defined'
NOTE: Year values in Projections (efficiency/loss factors) are NOT modified.

## Demand_Growth
ELECTRICITY DEMAND GROWTH RATES
Configure the annual linear growth rate (%) for each country's electricity demand
Country Code | Country Name | Growth Rate (%)
ARG | Argentina | 0.88
BOL | Bolivia | 6.38
BRA | Brazil | 2.19
BRB | Barbados | 5.34
CHL | Chile | 3.69
COL | Colombia | 2.06
CRI | Costa Rica | 3.5
DOM | Dominican Republic | 4.56
ECU | Ecuador | 3.48
GTM | Guatemala | 3.06
HND | Honduras | 3.21
HTI | Haiti | 6.38
MEX | Mexico | 3
NIC | Nicaragua | 4.57
PAN | Panama | 4.87
PER | Peru | 4.28
PRY | Paraguay | 6.38
SLV | El Salvador | 2.31
URY | Uruguay | 2.36
Note: Growth rate is applied linearly from the OLADE reference year (2023).
Formula: Demand(year) = Demand(2023) × (1 + rate × (year - 2023))

## Scenarios_Demand_Growth
SCENARIO-SPECIFIC DEMAND GROWTH ADJUSTMENTS
Define percentage adjustments to electricity demand for each scenario (excluding base scenario 'BAU').
Each percentage is applied INDEPENDENTLY to the base demand of that year (not cumulative).
Country | Scenario | 2023 | 2024 | 2025 | 2026 | 2027 | 2028 | 2029 | 2030 | 2031 | 2032 | 2033 | 2034 | 2035 | 2036 | 2037 | 2038 | 2039 | 2040 | 2041 | 2042 | 2043 | 2044 | 2045 | 2046 | 2047 | 2048 | 2049 | 2050
ARG | NDC | 0% | 0% | 0.5% | 1% | 1.5% | 2% | 2.5% | 3% | 3.5% | 4% | 4.5% | 5% | 5.5% | 6% | 6.5% | 7% | 7.5% | 8% | 8.5% | 9% | 9.5% | 10% | 10.5% | 11% | 11.5% | 12% | 12.5% | 13%
ARG | NDC+ELC | 0% | 0% | 0.5% | 1% | 1.5% | 2% | 2.5% | 3% | 3.5% | 4% | 4.5% | 5% | 5.5% | 6% | 6.5% | 7% | 7.5% | 8% | 8.5% | 9% | 9.5% | 10% | 10.5% | 11% | 11.5% | 12% | 12.5% | 13%
ARG | NDC_NoRPO | 0% | 0% | 0.5% | 1% | 1.5% | 2% | 2.5% | 3% | 3.5% | 4% | 4.5% | 5% | 5.5% | 6% | 6.5% | 7% | 7.5% | 8% | 8.5% | 9% | 9.5% | 10% | 10.5% | 11% | 11.5% | 12% | 12.5% | 13%
BOL | NDC | 0% | 0% | 0.5% | 1% | 1.5% | 2% | 2.5% | 3% | 3.5% | 4% | 4.5% | 5% | 5.5% | 6% | 6.5% | 7% | 7.5% | 8% | 8.5% | 9% | 9.5% | 10% | 10.5% | 11% | 11.5% | 12% | 12.5% | 13%
BOL | NDC+ELC | 0% | 0% | 0.5% | 1% | 1.5% | 2% | 2.5% | 3% | 3.5% | 4% | 4.5% | 5% | 5.5% | 6% | 6.5% | 7% | 7.5% | 8% | 8.5% | 9% | 9.5% | 10% | 10.5% | 11% | 11.5% | 12% | 12.5% | 13%
BOL | NDC_NoRPO | 0% | 0% | 0.5% | 1% | 1.5% | 2% | 2.5% | 3% | 3.5% | 4% | 4.5% | 5% | 5.5% | 6% | 6.5% | 7% | 7.5% | 8% | 8.5% | 9% | 9.5% | 10% | 10.5% | 11% | 11.5% | 12% | 12.5% | 13%
BRA | NDC | 0% | 0% | 0.5% | 1% | 1.5% | 2% | 2.5% | 3% | 3.5% | 4% | 4.5% | 5% | 5.5% | 6% | 6.5% | 7% | 7.5% | 8% | 8.5% | 9% | 9.5% | 10% | 10.5% | 11% | 11.5% | 12% | 12.5% | 13%
BRA | NDC+ELC | 0% | 0% | 0.5% | 1% | 1.5% | 2% | 2.5% | 3% | 3.5% | 4% | 4.5% | 5% | 5.5% | 6% | 6.5% | 7% | 7.5% | 8% | 8.5% | 9% | 9.5% | 10% | 10.5% | 11% | 11.5% | 12% | 12.5% | 13%
BRA | NDC_NoRPO | 0% | 0% | 0.5% | 1% | 1.5% | 2% | 2.5% | 3% | 3.5% | 4% | 4.5% | 5% | 5.5% | 6% | 6.5% | 7% | 7.5% | 8% | 8.5% | 9% | 9.5% | 10% | 10.5% | 11% | 11.5% | 12% | 12.5% | 13%
BRB | NDC | 0% | 0% | 0.5% | 1% | 1.5% | 2% | 2.5% | 3% | 3.5% | 4% | 4.5% | 5% | 5.5% | 6% | 6.5% | 7% | 7.5% | 8% | 8.5% | 9% | 9.5% | 10% | 10.5% | 11% | 11.5% | 12% | 12.5% | 13%
BRB | NDC+ELC | 0% | 0% | 0.5% | 1% | 1.5% | 2% | 2.5% | 3% | 3.5% | 4% | 4.5% | 5% | 5.5% | 6% | 6.5% | 7% | 7.5% | 8% | 8.5% | 9% | 9.5% | 10% | 10.5% | 11% | 11.5% | 12% | 12.5% | 13%
BRB | NDC_NoRPO | 0% | 0% | 0.5% | 1% | 1.5% | 2% | 2.5% | 3% | 3.5% | 4% | 4.5% | 5% | 5.5% | 6% | 6.5% | 7% | 7.5% | 8% | 8.5% | 9% | 9.5% | 10% | 10.5% | 11% | 11.5% | 12% | 12.5% | 13%
CHL | NDC | 0% | 0% | 0.5% | 1% | 1.5% | 2% | 2.5% | 3% | 3.5% | 4% | 4.5% | 5% | 5.5% | 6% | 6.5% | 7% | 7.5% | 8% | 8.5% | 9% | 9.5% | 10% | 10.5% | 11% | 11.5% | 12% | 12.5% | 13%
CHL | NDC+ELC | 0% | 0% | 0.5% | 1% | 1.5% | 2% | 2.5% | 3% | 3.5% | 4% | 4.5% | 5% | 5.5% | 6% | 6.5% | 7% | 7.5% | 8% | 8.5% | 9% | 9.5% | 10% | 10.5% | 11% | 11.5% | 12% | 12.5% | 13%
CHL | NDC_NoRPO | 0% | 0% | 0.5% | 1% | 1.5% | 2% | 2.5% | 3% | 3.5% | 4% | 4.5% | 5% | 5.5% | 6% | 6.5% | 7% | 7.5% | 8% | 8.5% | 9% | 9.5% | 10% | 10.5% | 11% | 11.5% | 12% | 12.5% | 13%
COL | NDC | 0% | 0% | 0.5% | 1% | 1.5% | 2% | 2.5% | 3% | 3.5% | 4% | 4.5% | 5% | 5.5% | 6% | 6.5% | 7% | 7.5% | 8% | 8.5% | 9% | 9.5% | 10% | 10.5% | 11% | 11.5% | 12% | 12.5% | 13%
COL | NDC+ELC | 0% | 0% | 0.5% | 1% | 1.5% | 2% | 2.5% | 3% | 3.5% | 4% | 4.5% | 5% | 5.5% | 6% | 6.5% | 7% | 7.5% | 8% | 8.5% | 9% | 9.5% | 10% | 10.5% | 11% | 11.5% | 12% | 12.5% | 13%
COL | NDC_NoRPO | 0% | 0% | 0.5% | 1% | 1.5% | 2% | 2.5% | 3% | 3.5% | 4% | 4.5% | 5% | 5.5% | 6% | 6.5% | 7% | 7.5% | 8% | 8.5% | 9% | 9.5% | 10% | 10.5% | 11% | 11.5% | 12% | 12.5% | 13%
CRI | NDC | 0% | 0% | 0.5% | 1% | 1.5% | 2% | 2.5% | 3% | 3.5% | 4% | 4.5% | 5% | 5.5% | 6% | 6.5% | 7% | 7.5% | 8% | 8.5% | 9% | 9.5% | 10% | 10.5% | 11% | 11.5% | 12% | 12.5% | 13%
CRI | NDC+ELC | 0% | 0% | 0.5% | 1% | 1.5% | 2% | 2.5% | 3% | 3.5% | 4% | 4.5% | 5% | 5.5% | 6% | 6.5% | 7% | 7.5% | 8% | 8.5% | 9% | 9.5% | 10% | 10.5% | 11% | 11.5% | 12% | 12.5% | 13%
CRI | NDC_NoRPO | 0% | 0% | 0.5% | 1% | 1.5% | 2% | 2.5% | 3% | 3.5% | 4% | 4.5% | 5% | 5.5% | 6% | 6.5% | 7% | 7.5% | 8% | 8.5% | 9% | 9.5% | 10% | 10.5% | 11% | 11.5% | 12% | 12.5% | 13%
DOM | NDC | 0% | 0% | 0.5% | 1% | 1.5% | 2% | 2.5% | 3% | 3.5% | 4% | 4.5% | 5% | 5.5% | 6% | 6.5% | 7% | 7.5% | 8% | 8.5% | 9% | 9.5% | 10% | 10.5% | 11% | 11.5% | 12% | 12.5% | 13%
DOM | NDC+ELC | 0% | 0% | 0.5% | 1% | 1.5% | 2% | 2.5% | 3% | 3.5% | 4% | 4.5% | 5% | 5.5% | 6% | 6.5% | 7% | 7.5% | 8% | 8.5% | 9% | 9.5% | 10% | 10.5% | 11% | 11.5% | 12% | 12.5% | 13%
DOM | NDC_NoRPO | 0% | 0% | 0.5% | 1% | 1.5% | 2% | 2.5% | 3% | 3.5% | 4% | 4.5% | 5% | 5.5% | 6% | 6.5% | 7% | 7.5% | 8% | 8.5% | 9% | 9.5% | 10% | 10.5% | 11% | 11.5% | 12% | 12.5% | 13%
ECU | NDC | 0% | 0% | 0.5% | 1% | 1.5% | 2% | 2.5% | 3% | 3.5% | 4% | 4.5% | 5% | 5.5% | 6% | 6.5% | 7% | 7.5% | 8% | 8.5% | 9% | 9.5% | 10% | 10.5% | 11% | 11.5% | 12% | 12.5% | 13%
ECU | NDC+ELC | 0% | 0% | 0.5% | 1% | 1.5% | 2% | 2.5% | 3% | 3.5% | 4% | 4.5% | 5% | 5.5% | 6% | 6.5% | 7% | 7.5% | 8% | 8.5% | 9% | 9.5% | 10% | 10.5% | 11% | 11.5% | 12% | 12.5% | 13%
ECU | NDC_NoRPO | 0% | 0% | 0.5% | 1% | 1.5% | 2% | 2.5% | 3% | 3.5% | 4% | 4.5% | 5% | 5.5% | 6% | 6.5% | 7% | 7.5% | 8% | 8.5% | 9% | 9.5% | 10% | 10.5% | 11% | 11.5% | 12% | 12.5% | 13%
GTM | NDC | 0% | 0% | 0.5% | 1% | 1.5% | 2% | 2.5% | 3% | 3.5% | 4% | 4.5% | 5% | 5.5% | 6% | 6.5% | 7% | 7.5% | 8% | 8.5% | 9% | 9.5% | 10% | 10.5% | 11% | 11.5% | 12% | 12.5% | 13%
GTM | NDC+ELC | 0% | 0% | 0.5% | 1% | 1.5% | 2% | 2.5% | 3% | 3.5% | 4% | 4.5% | 5% | 5.5% | 6% | 6.5% | 7% | 7.5% | 8% | 8.5% | 9% | 9.5% | 10% | 10.5% | 11% | 11.5% | 12% | 12.5% | 13%
GTM | NDC_NoRPO | 0% | 0% | 0.5% | 1% | 1.5% | 2% | 2.5% | 3% | 3.5% | 4% | 4.5% | 5% | 5.5% | 6% | 6.5% | 7% | 7.5% | 8% | 8.5% | 9% | 9.5% | 10% | 10.5% | 11% | 11.5% | 12% | 12.5% | 13%
HND | NDC | 0% | 0% | 0.5% | 1% | 1.5% | 2% | 2.5% | 3% | 3.5% | 4% | 4.5% | 5% | 5.5% | 6% | 6.5% | 7% | 7.5% | 8% | 8.5% | 9% | 9.5% | 10% | 10.5% | 11% | 11.5% | 12% | 12.5% | 13%
HND | NDC+ELC | 0% | 0% | 0.5% | 1% | 1.5% | 2% | 2.5% | 3% | 3.5% | 4% | 4.5% | 5% | 5.5% | 6% | 6.5% | 7% | 7.5% | 8% | 8.5% | 9% | 9.5% | 10% | 10.5% | 11% | 11.5% | 12% | 12.5% | 13%
HND | NDC_NoRPO | 0% | 0% | 0.5% | 1% | 1.5% | 2% | 2.5% | 3% | 3.5% | 4% | 4.5% | 5% | 5.5% | 6% | 6.5% | 7% | 7.5% | 8% | 8.5% | 9% | 9.5% | 10% | 10.5% | 11% | 11.5% | 12% | 12.5% | 13%
HTI | NDC | 0% | 0% | 0.5% | 1% | 1.5% | 2% | 2.5% | 3% | 3.5% | 4% | 4.5% | 5% | 5.5% | 6% | 6.5% | 7% | 7.5% | 8% | 8.5% | 9% | 9.5% | 10% | 10.5% | 11% | 11.5% | 12% | 12.5% | 13%
HTI | NDC+ELC | 0% | 0% | 0.5% | 1% | 1.5% | 2% | 2.5% | 3% | 3.5% | 4% | 4.5% | 5% | 5.5% | 6% | 6.5% | 7% | 7.5% | 8% | 8.5% | 9% | 9.5% | 10% | 10.5% | 11% | 11.5% | 12% | 12.5% | 13%
HTI | NDC_NoRPO | 0% | 0% | 0.5% | 1% | 1.5% | 2% | 2.5% | 3% | 3.5% | 4% | 4.5% | 5% | 5.5% | 6% | 6.5% | 7% | 7.5% | 8% | 8.5% | 9% | 9.5% | 10% | 10.5% | 11% | 11.5% | 12% | 12.5% | 13%
MEX | NDC | 0% | 0% | 0.5% | 1% | 1.5% | 2% | 2.5% | 3% | 3.5% | 4% | 4.5% | 5% | 5.5% | 6% | 6.5% | 7% | 7.5% | 8% | 8.5% | 9% | 9.5% | 10% | 10.5% | 11% | 11.5% | 12% | 12.5% | 13%
MEX | NDC+ELC | 0% | 0% | 0.5% | 1% | 1.5% | 2% | 2.5% | 3% | 3.5% | 4% | 4.5% | 5% | 5.5% | 6% | 6.5% | 7% | 7.5% | 8% | 8.5% | 9% | 9.5% | 10% | 10.5% | 11% | 11.5% | 12% | 12.5% | 13%
MEX | NDC_NoRPO | 0% | 0% | 0.5% | 1% | 1.5% | 2% | 2.5% | 3% | 3.5% | 4% | 4.5% | 5% | 5.5% | 6% | 6.5% | 7% | 7.5% | 8% | 8.5% | 9% | 9.5% | 10% | 10.5% | 11% | 11.5% | 12% | 12.5% | 13%
NIC | NDC | 0% | 0% | 0.5% | 1% | 1.5% | 2% | 2.5% | 3% | 3.5% | 4% | 4.5% | 5% | 5.5% | 6% | 6.5% | 7% | 7.5% | 8% | 8.5% | 9% | 9.5% | 10% | 10.5% | 11% | 11.5% | 12% | 12.5% | 13%
NIC | NDC+ELC | 0% | 0% | 0.5% | 1% | 1.5% | 2% | 2.5% | 3% | 3.5% | 4% | 4.5% | 5% | 5.5% | 6% | 6.5% | 7% | 7.5% | 8% | 8.5% | 9% | 9.5% | 10% | 10.5% | 11% | 11.5% | 12% | 12.5% | 13%
NIC | NDC_NoRPO | 0% | 0% | 0.5% | 1% | 1.5% | 2% | 2.5% | 3% | 3.5% | 4% | 4.5% | 5% | 5.5% | 6% | 6.5% | 7% | 7.5% | 8% | 8.5% | 9% | 9.5% | 10% | 10.5% | 11% | 11.5% | 12% | 12.5% | 13%
PAN | NDC | 0% | 0% | 0.5% | 1% | 1.5% | 2% | 2.5% | 3% | 3.5% | 4% | 4.5% | 5% | 5.5% | 6% | 6.5% | 7% | 7.5% | 8% | 8.5% | 9% | 9.5% | 10% | 10.5% | 11% | 11.5% | 12% | 12.5% | 13%
PAN | NDC+ELC | 0% | 0% | 0.5% | 1% | 1.5% | 2% | 2.5% | 3% | 3.5% | 4% | 4.5% | 5% | 5.5% | 6% | 6.5% | 7% | 7.5% | 8% | 8.5% | 9% | 9.5% | 10% | 10.5% | 11% | 11.5% | 12% | 12.5% | 13%
PAN | NDC_NoRPO | 0% | 0% | 0.5% | 1% | 1.5% | 2% | 2.5% | 3% | 3.5% | 4% | 4.5% | 5% | 5.5% | 6% | 6.5% | 7% | 7.5% | 8% | 8.5% | 9% | 9.5% | 10% | 10.5% | 11% | 11.5% | 12% | 12.5% | 13%
PER | NDC | 0% | 0% | 0.5% | 1% | 1.5% | 2% | 2.5% | 3% | 3.5% | 4% | 4.5% | 5% | 5.5% | 6% | 6.5% | 7% | 7.5% | 8% | 8.5% | 9% | 9.5% | 10% | 10.5% | 11% | 11.5% | 12% | 12.5% | 13%
PER | NDC+ELC | 0% | 0% | 0.5% | 1% | 1.5% | 2% | 2.5% | 3% | 3.5% | 4% | 4.5% | 5% | 5.5% | 6% | 6.5% | 7% | 7.5% | 8% | 8.5% | 9% | 9.5% | 10% | 10.5% | 11% | 11.5% | 12% | 12.5% | 13%
PER | NDC_NoRPO | 0% | 0% | 0.5% | 1% | 1.5% | 2% | 2.5% | 3% | 3.5% | 4% | 4.5% | 5% | 5.5% | 6% | 6.5% | 7% | 7.5% | 8% | 8.5% | 9% | 9.5% | 10% | 10.5% | 11% | 11.5% | 12% | 12.5% | 13%
PRY | NDC | 0% | 0% | 0.5% | 1% | 1.5% | 2% | 2.5% | 3% | 3.5% | 4% | 4.5% | 5% | 5.5% | 6% | 6.5% | 7% | 7.5% | 8% | 8.5% | 9% | 9.5% | 10% | 10.5% | 11% | 11.5% | 12% | 12.5% | 13%
PRY | NDC+ELC | 0% | 0% | 0.5% | 1% | 1.5% | 2% | 2.5% | 3% | 3.5% | 4% | 4.5% | 5% | 5.5% | 6% | 6.5% | 7% | 7.5% | 8% | 8.5% | 9% | 9.5% | 10% | 10.5% | 11% | 11.5% | 12% | 12.5% | 13%
PRY | NDC_NoRPO | 0% | 0% | 0.5% | 1% | 1.5% | 2% | 2.5% | 3% | 3.5% | 4% | 4.5% | 5% | 5.5% | 6% | 6.5% | 7% | 7.5% | 8% | 8.5% | 9% | 9.5% | 10% | 10.5% | 11% | 11.5% | 12% | 12.5% | 13%
SLV | NDC | 0% | 0% | 0.5% | 1% | 1.5% | 2% | 2.5% | 3% | 3.5% | 4% | 4.5% | 5% | 5.5% | 6% | 6.5% | 7% | 7.5% | 8% | 8.5% | 9% | 9.5% | 10% | 10.5% | 11% | 11.5% | 12% | 12.5% | 13%
SLV | NDC+ELC | 0% | 0% | 0.5% | 1% | 1.5% | 2% | 2.5% | 3% | 3.5% | 4% | 4.5% | 5% | 5.5% | 6% | 6.5% | 7% | 7.5% | 8% | 8.5% | 9% | 9.5% | 10% | 10.5% | 11% | 11.5% | 12% | 12.5% | 13%
SLV | NDC_NoRPO | 0% | 0% | 0.5% | 1% | 1.5% | 2% | 2.5% | 3% | 3.5% | 4% | 4.5% | 5% | 5.5% | 6% | 6.5% | 7% | 7.5% | 8% | 8.5% | 9% | 9.5% | 10% | 10.5% | 11% | 11.5% | 12% | 12.5% | 13%
URY | NDC | 0% | 0% | 0.5% | 1% | 1.5% | 2% | 2.5% | 3% | 3.5% | 4% | 4.5% | 5% | 5.5% | 6% | 6.5% | 7% | 7.5% | 8% | 8.5% | 9% | 9.5% | 10% | 10.5% | 11% | 11.5% | 12% | 12.5% | 13%
URY | NDC+ELC | 0% | 0% | 0.5% | 1% | 1.5% | 2% | 2.5% | 3% | 3.5% | 4% | 4.5% | 5% | 5.5% | 6% | 6.5% | 7% | 7.5% | 8% | 8.5% | 9% | 9.5% | 10% | 10.5% | 11% | 11.5% | 12% | 12.5% | 13%
URY | NDC_NoRPO | 0% | 0% | 0.5% | 1% | 1.5% | 2% | 2.5% | 3% | 3.5% | 4% | 4.5% | 5% | 5.5% | 6% | 6.5% | 7% | 7.5% | 8% | 8.5% | 9% | 9.5% | 10% | 10.5% | 11% | 11.5% | 12% | 12.5% | 13%
HOW IT WORKS:
Base Scenario: 'BAU' uses the demand growth rates from the 'Demand_Growth' sheet
Other Scenarios: Apply additional percentage adjustments defined in this sheet
CALCULATION METHOD (Independent, Non-Cumulative):
Demand(scenario, year) = Base_Demand(BAU, year) × (1 + adjustment_percentage)
EXAMPLE:
If BAU demand in 2030 is 100 PJ and you set +5% for NDC in 2030:
→ NDC demand in 2030 = 100 × (1 + 0.05) = 105 PJ
If you set -3% for 2035:
→ NDC demand in 2035 = Base_Demand(BAU, 2035) × (1 - 0.03)
Each year's percentage is independent and applies to that year's base demand only
USE CASES:
- Electric vehicle adoption scenarios (increases demand)
- Energy efficiency improvements (decreases demand)
- Different economic growth assumptions
NOTES:
- Positive percentages increase demand, negative percentages decrease demand
- Default is 0% (same as base scenario)
- Base scenario 'BAU' is excluded from this sheet

## Renewability_Targets
RENEWABILITY TARGETS
Define the target percentage of RENEWABLE generation for each country/scenario.
Base year is 2023 (from OLADE data). Only define targets for years where you want to set a specific renewable %.
Country | Scenario | Interpolation | 2023 | 2024 | 2025 | 2026 | 2027 | 2028 | 2029 | 2030 | 2031 | 2032 | 2033 | 2034 | 2035 | 2036 | 2037 | 2038 | 2039 | 2040 | 2041 | 2042 | 2043 | 2044 | 2045 | 2046 | 2047 | 2048 | 2049 | 2050
ARG | BAU | flat_step | 2030: 46%
ARG | NDC | flat_step | 2030: 52%
ARG | NDC+ELC | flat_step | 2030: 52%
ARG | NDC_NoRPO | flat_step | 2030: 49%
BOL | BAU | flat_step | 2030: 35%
BOL | NDC | flat_step | 2030: 79%
BOL | NDC+ELC | flat_step | 2030: 79%
BOL | NDC_NoRPO | flat_step | 2030: 79%
BRA | BAU | flat_step | 2030: 91%
BRA | NDC | flat_step | 2030: 91%
BRA | NDC+ELC | flat_step | 2030: 91%
BRA | NDC_NoRPO | flat_step | 2030: 91%
BRB | BAU | flat_step | 2030: 38%
BRB | NDC | flat_step | 2030: 55%
BRB | NDC+ELC | flat_step | 2030: 55%
BRB | NDC_NoRPO | flat_step | 2030: 55%
CHL | BAU | flat_step | 2030: 79%
CHL | NDC | flat_step | 2030: 93%
CHL | NDC+ELC | flat_step | 2030: 93%
CHL | NDC_NoRPO | flat_step | 2030: 93%
COL | BAU | flat_step | 2030: 77%
COL | NDC | flat_step | 2030: 82%
COL | NDC+ELC | flat_step | 2030: 82%
COL | NDC_NoRPO | flat_step | 2030: 82%
CRI | BAU | flat_step | 2030: 98%
CRI | NDC | flat_step | 2030: 98%
CRI | NDC+ELC | flat_step | 2030: 98%
CRI | NDC_NoRPO | flat_step | 2030: 98%
DOM | BAU | flat_step | 2030: 55%
DOM | NDC | flat_step | 2030: 30%
DOM | NDC+ELC | flat_step | 2030: 30%
DOM | NDC_NoRPO | flat_step | 2030: 30%
ECU | BAU | flat_step | 2030: 74%
ECU | NDC | flat_step | 2030: 78%
ECU | NDC+ELC | flat_step | 2030: 78%
ECU | NDC_NoRPO | flat_step | 2030: 78%
GTM | BAU | flat_step | 2030: 69%
GTM | NDC | flat_step | 2030: 79%
GTM | NDC+ELC | flat_step | 2030: 79%
GTM | NDC_NoRPO | flat_step | 2030: 79%
HND | BAU | flat_step | 2030: 81%
HND | NDC | flat_step | 2030: 75%
HND | NDC+ELC | flat_step | 2030: 75%
HND | NDC_NoRPO | flat_step | 2030: 75%
HTI | BAU | flat_step | 2030: 86%
HTI | NDC | flat_step | 2030: 64%
HTI | NDC+ELC | flat_step | 2030: 64%
HTI | NDC_NoRPO | flat_step | 2030: 64%
MEX | BAU | flat_step | 2030: 32%
MEX | NDC | flat_step | 2030: 33%
MEX | NDC+ELC | flat_step | 2030: 33%
MEX | NDC_NoRPO | flat_step | 2030: 33%
NIC | BAU | flat_step | 2030: 86%
NIC | NDC | flat_step | 2030: 86%
NIC | NDC+ELC | flat_step | 2030: 86%
NIC | NDC_NoRPO | flat_step | 2030: 86%
PAN | BAU | flat_step | 2030: 58%
PAN | NDC | flat_step | 2030: 73%
PAN | NDC+ELC | flat_step | 2030: 73%
PAN | NDC_NoRPO | flat_step | 2030: 73%
PER | BAU | flat_step | 2030: 56%
PER | NDC | flat_step | 2030: 68%
PER | NDC+ELC | flat_step | 2030: 68%
PER | NDC_NoRPO | flat_step | 2030: 68%
PRY | BAU | flat_step | 2030: 100%
PRY | NDC | flat_step | 2030: 100%
PRY | NDC+ELC | flat_step | 2030: 100%
PRY | NDC_NoRPO | flat_step | 2030: 100%
SLV | BAU | flat_step | 2030: 73%
SLV | NDC | flat_step | 2030: 71%
SLV | NDC+ELC | flat_step | 2030: 71%
SLV | NDC_NoRPO | flat_step | 2030: 71%
URY | BAU | flat_step | 2030: 92%
URY | NDC | flat_step | 2030: 97%
URY | NDC+ELC | flat_step | 2030: 100%
URY | NDC_NoRPO | flat_step | 2030: 97%
HOW IT WORKS:
1. Base year (2023): Uses actual renewable % from OLADE/Shares_Power_Generation_Technologies.xlsx data
2. Target years: Define your desired renewable % in specific years (e.g., 50% in 2030, 70% in 2040)
3. Empty cells: Values are interpolated based on the interpolation mode selected
INTERPOLATION MODES:
- linear: Smooth linear progression from base year to each target year
- flat_step: Keep flat at previous value until target year, then jump to new value (staircase)
RENEWABLE SOURCES (summed for renewable %):
HYD (Hydro), SPV (Solar), WND (Wind), GEO (Geothermal), BIO (Biomass)
EXAMPLE: If base year has 40% renewable and you set 60% for 2030:
- linear: 40%(2023) -> 44%(2025) -> 48%(2027) -> 52%(2029) -> 60%(2030)
- flat_step: 40%(2023-2029) -> 60%(2030+)

## Technology_Weights
TECHNOLOGY WEIGHTS (OPTIONAL)
*** THIS SHEET IS OPTIONAL - LEAVE EMPTY TO USE DEFAULT BEHAVIOR ***
DEFAULT BEHAVIOR (when this sheet is empty):
The renewable % target is distributed PROPORTIONALLY based on each technology's share in OLADE base year data.
Example: If OLADE shows HYD=60%, SPV=25%, WND=10%, GEO=3%, BIO=2% and you set 70% renewable target:
-> HYD gets 70% x (60/100) = 42%, SPV gets 70% x (25/100) = 17.5%, etc.
Non-renewable technologies are also distributed proportionally within the remaining (1 - renewable%) share.
|  | RENEWABLE |  |  |  |  | NON-RENEWABLE
Country | Scenario | HYD | SPV | WND | GEO | BIO | COA | PET | NGS | URN | OIL
ARG | BAU
ARG | NDC
ARG | NDC+ELC
ARG | NDC_NoRPO
BOL | BAU
BOL | NDC
BOL | NDC+ELC
BOL | NDC_NoRPO
BRA | BAU
BRA | NDC
BRA | NDC+ELC
BRA | NDC_NoRPO
BRB | BAU
BRB | NDC
BRB | NDC+ELC
BRB | NDC_NoRPO
CHL | BAU
CHL | NDC
CHL | NDC+ELC
CHL | NDC_NoRPO
COL | BAU
COL | NDC
COL | NDC+ELC
COL | NDC_NoRPO
CRI | BAU
CRI | NDC
CRI | NDC+ELC
CRI | NDC_NoRPO
DOM | BAU
DOM | NDC
DOM | NDC+ELC
DOM | NDC_NoRPO
ECU | BAU
ECU | NDC
ECU | NDC+ELC
ECU | NDC_NoRPO
GTM | BAU
GTM | NDC
GTM | NDC+ELC
GTM | NDC_NoRPO
HND | BAU
HND | NDC
HND | NDC+ELC
HND | NDC_NoRPO
HTI | BAU
HTI | NDC
HTI | NDC+ELC
HTI | NDC_NoRPO
MEX | BAU
MEX | NDC
MEX | NDC+ELC
MEX | NDC_NoRPO
NIC | BAU
NIC | NDC
NIC | NDC+ELC
NIC | NDC_NoRPO
PAN | BAU
PAN | NDC
PAN | NDC+ELC
PAN | NDC_NoRPO
PER | BAU
PER | NDC
PER | NDC+ELC
PER | NDC_NoRPO
PRY | BAU
PRY | NDC
PRY | NDC+ELC
PRY | NDC_NoRPO
SLV | BAU
SLV | NDC
SLV | NDC+ELC
SLV | NDC_NoRPO
URY | BAU
URY | NDC
URY | NDC+ELC
URY | NDC_NoRPO
WHEN TO USE THIS SHEET:
Only fill this sheet if you want to OVERRIDE the default proportional distribution.
For example, if you want Solar to grow faster than its historical proportion suggests.
RULES FOR WEIGHTS:
- Renewable weights (HYD+SPV+WND+GEO+BIO) must sum to 1.0
- Non-renewable weights (COA+PET+NGS+URN+OIL) must sum to 1.0
- The renewable % from Renewability_Targets determines how much goes to each group
TECHNOLOGY CODES (same as OLADE sources):
RENEWABLE: HYD=Hidroelectrica, SPV=Solar, WND=Eolica, GEO=Geotermica, BIO=Biomasa
NON-RENEWABLE: COA=Carbon, PET=Diesel, NGS=Gas natural, URN=Nuclear, OIL=Fuel oil+Bunker
EXAMPLE:
If Renewability_Targets says 60% renewable for 2030, and you set weights:
HYD=0.40, SPV=0.35, WND=0.20, GEO=0.03, BIO=0.02 (sum=1.0)
COA=0.10, PET=0.15, NGS=0.60, URN=0.10, OIL=0.05 (sum=1.0)
Then for 2030: HYD=60%x0.40=24%, SPV=60%x0.35=21%, NGS=40%x0.60=24%, etc.

## Editor
Scenario | Country | Tech.Name | Tech | Parameter | 2023 | 2024 | 2025 | 2026 | 2027 | 2028 | 2029 | 2030 | 2031 | 2032 | 2033 | 2034 | 2035 | 2036 | 2037 | 2038 | 2039 | 2040 | 2041 | 2042 | 2043 | 2044 | 2045 | 2046 | 2047 | 2048 | 2049 | 2050
ALL | ARG | Transmission interconnection from Argentina, region XX to Bolivia, region XX | TRNARGXXBOLXX | TotalTechnologyAnnualActivityUpperLimit | 0.28098 | 0.71293 | 0.19878 | 0.19878 | 0.19878 | 0.19878 | 0.19878 | 0.19878 | 0.19878 | 0.19878 | 0.19878 | 0.19878 | 0.19878 | 0.19878 | 0.19878 | 0.19878 | 0.19878 | 0.19878 | 0.19878 | 0.19878 | 0.19878 | 0.19878 | 0.19878 | 0.19878 | 0.19878 | 0.19878 | 0.19878 | 0.19878
ALL | ARG | Transmission interconnection from Argentina, region XX to Brazil, region XX | TRNARGXXBRAXX | TotalTechnologyAnnualActivityUpperLimit | 15.289 | 13.1096 | 13.2888 | 13.2888 | 13.2888 | 13.2888 | 13.2888 | 13.2888 | 13.2888 | 13.2888 | 13.2888 | 13.2888 | 13.2888 | 13.2888 | 13.2888 | 13.2888 | 13.2888 | 13.2888 | 13.2888 | 13.2888 | 13.2888 | 13.2888 | 13.2888 | 13.2888 | 13.2888 | 13.2888 | 13.2888 | 13.2888
ALL | ARG | Transmission interconnection from Argentina, region XX to Chile, region XX | TRNARGXXCHLXX | TotalTechnologyAnnualActivityUpperLimit | 0.21677 | 0 | 0.050599 | 0.050599 | 0.050599 | 0.050599 | 0.050599 | 0.050599 | 0.050599 | 0.050599 | 0.050599 | 0.050599 | 0.050599 | 0.050599 | 0.050599 | 0.050599 | 0.050599 | 0.050599 | 0.050599 | 0.050599 | 0.050599 | 0.050599 | 0.050599 | 0.050599 | 0.050599 | 0.050599 | 0.050599 | 0.050599
ALL | ARG | Transmission interconnection from Argentina, region XX to Paraguay, region XX | TRNARGXXPRYXX | TotalTechnologyAnnualActivityUpperLimit | 42.9351 | 25.6795 | 31.0779 | 31.0779 | 31.0779 | 31.0779 | 31.0779 | 31.0779 | 31.0779 | 31.0779 | 31.0779 | 31.0779 | 31.0779 | 31.0779 | 31.0779 | 31.0779 | 31.0779 | 31.0779 | 31.0779 | 31.0779 | 31.0779 | 31.0779 | 31.0779 | 31.0779 | 31.0779 | 31.0779 | 31.0779 | 31.0779
ALL | ARG | Transmission interconnection from Argentina, region XX to Uruguay, region XX | TRNARGXXURYXX | TotalTechnologyAnnualActivityUpperLimit | 0 | 2.4736 | 1.2457 | 1.2457 | 1.2457 | 1.2457 | 1.2457 | 1.2457 | 1.2457 | 1.2457 | 1.2457 | 1.2457 | 1.2457 | 1.2457 | 1.2457 | 1.2457 | 1.2457 | 1.2457 | 1.2457 | 1.2457 | 1.2457 | 1.2457 | 1.2457 | 1.2457 | 1.2457 | 1.2457 | 1.2457 | 1.2457
ALL | BOL | Transmission interconnection from Bolivia, region XX to Brazil, region XX | TRNBOLXXBRAXX | TotalTechnologyAnnualActivityUpperLimit | 0 | 0 | 0 | 0 | 0 | 0 | 0 | 0 | 0 | 0 | 0 | 0 | 0 | 0 | 0 | 0 | 0 | 0 | 0 | 0 | 0 | 0 | 0 | 0 | 0 | 0 | 0 | 0
ALL | BOL | Transmission interconnection from Bolivia, region XX to Chile, region XX | TRNBOLXXCHLXX | TotalTechnologyAnnualActivityUpperLimit | 0 | 0 | 0 | 0 | 0 | 0 | 0 | 0 | 0 | 0 | 0 | 0 | 0 | 0 | 0 | 0 | 0 | 0 | 0 | 0 | 0 | 0 | 0 | 0 | 0 | 0 | 0 | 0
ALL | BOL | Transmission interconnection from Bolivia, region XX to Paraguay, region XX | TRNBOLXXPRYXX | TotalTechnologyAnnualActivityUpperLimit | 0 | 0 | 0 | 0 | 0 | 0 | 0 | 0 | 0 | 0 | 0 | 0 | 0 | 0 | 0 | 0 | 0 | 0 | 0 | 0 | 0 | 0 | 0 | 0 | 0 | 0 | 0 | 0
ALL | BOL | Transmission interconnection from Bolivia, region XX to Peru, region XX | TRNBOLXXPERXX | TotalTechnologyAnnualActivityUpperLimit | 0 | 0 | 0 | 0 | 0 | 0 | 0 | 0 | 0 | 0 | 0 | 0 | 0 | 0 | 0 | 0 | 0 | 0 | 0 | 0 | 0 | 0 | 0 | 0 | 0 | 0 | 0 | 0
ALL | BRA | Transmission interconnection from Brazil, region XX to Colombia, region XX | TRNBRAXXCOLXX | TotalTechnologyAnnualActivityUpperLimit | 0 | 0 | 0 | 0 | 0 | 0 | 0 | 0 | 0 | 0 | 0 | 0 | 0 | 0 | 0 | 0 | 0 | 0 | 0 | 0 | 0 | 0 | 0 | 0 | 0 | 0 | 0 | 0
ALL | BRA | Transmission interconnection from Brazil, region XX to Paraguay, region XX | TRNBRAXXPRYXX | TotalTechnologyAnnualActivityUpperLimit | 71.9384 | 34.7954 | 59.6932 | 59.6932 | 59.6932 | 59.6932 | 59.6932 | 59.6932 | 59.6932 | 59.6932 | 59.6932 | 59.6932 | 59.6932 | 59.6932 | 59.6932 | 59.6932 | 59.6932 | 59.6932 | 59.6932 | 59.6932 | 59.6932 | 59.6932 | 59.6932 | 59.6932 | 59.6932 | 59.6932 | 59.6932 | 59.6932
ALL | BRA | Transmission interconnection from Brazil, region XX to Peru, region XX | TRNBRAXXPERXX | TotalTechnologyAnnualActivityUpperLimit | 0 | 0 | 0 | 0 | 0 | 0 | 0 | 0 | 0 | 0 | 0 | 0 | 0 | 0 | 0 | 0 | 0 | 0 | 0 | 0 | 0 | 0 | 0 | 0 | 0 | 0 | 0 | 0
ALL | BRA | Transmission interconnection from Brazil, region XX to Uruguay, region XX | TRNBRAXXURYXX | TotalTechnologyAnnualActivityUpperLimit | 6.2071 | 5.215 | 6.1158 | 6.1158 | 6.1158 | 6.1158 | 6.1158 | 6.1158 | 6.1158 | 6.1158 | 6.1158 | 6.1158 | 6.1158 | 6.1158 | 6.1158 | 6.1158 | 6.1158 | 6.1158 | 6.1158 | 6.1158 | 6.1158 | 6.1158 | 6.1158 | 6.1158 | 6.1158 | 6.1158 | 6.1158 | 6.1158
ALL | CHL | Transmission interconnection from Chile, region XX to Peru, region XX | TRNCHLXXPERXX | TotalTechnologyAnnualActivityUpperLimit | 0 | 0 | 0.000752 | 0.000752 | 0.000752 | 0.000752 | 0.000752 | 0.000752 | 0.000752 | 0.000752 | 0.000752 | 0.000752 | 0.000752 | 0.000752 | 0.000752 | 0.000752 | 0.000752 | 0.000752 | 0.000752 | 0.000752 | 0.000752 | 0.000752 | 0.000752 | 0.000752 | 0.000752 | 0.000752 | 0.000752 | 0.000752
ALL | COL | Transmission interconnection from Colombia, region XX to Ecuador, region XX | TRNCOLXXECUXX | TotalTechnologyAnnualActivityUpperLimit | 4.218 | 5.2228 | 4.181 | 4.181 | 4.181 | 4.181 | 4.181 | 4.181 | 4.181 | 4.181 | 4.181 | 4.181 | 4.181 | 4.181 | 4.181 | 4.181 | 4.181 | 4.181 | 4.181 | 4.181 | 4.181 | 4.181 | 4.181 | 4.181 | 4.181 | 4.181 | 4.181 | 4.181
ALL | COL | Transmission interconnection from Colombia, region XX to Panama, region XX | TRNCOLXXPANXX | TotalTechnologyAnnualActivityUpperLimit | 0 | 0 | 0 | 0 | 0 | 0 | 0 | 0 | 0 | 0 | 0 | 0 | 0 | 0 | 0 | 0 | 0 | 0 | 0 | 0 | 0 | 0 | 0 | 0 | 0 | 0 | 0 | 0
ALL | COL | Transmission interconnection from Colombia, region XX to Peru, region XX | TRNCOLXXPERXX | TotalTechnologyAnnualActivityUpperLimit | 0 | 0 | 0 | 0 | 0 | 0 | 0 | 0 | 0 | 0 | 0 | 0 | 0 | 0 | 0 | 0 | 0 | 0 | 0 | 0 | 0 | 0 | 0 | 0 | 0 | 0 | 0 | 0
ALL | CRI | Transmission interconnection from Costa Rica, region XX to Nicaragua, region XX | TRNCRIXXNICXX | TotalTechnologyAnnualActivityUpperLimit | 3.0431 | 6.2518 | 4.9784 | 4.9784 | 4.9784 | 4.9784 | 4.9784 | 4.9784 | 4.9784 | 4.9784 | 4.9784 | 4.9784 | 4.9784 | 4.9784 | 4.9784 | 4.9784 | 4.9784 | 4.9784 | 4.9784 | 4.9784 | 4.9784 | 4.9784 | 4.9784 | 4.9784 | 4.9784 | 4.9784 | 4.9784 | 4.9784
ALL | CRI | Transmission interconnection from Costa Rica, region XX to Panama, region XX | TRNCRIXXPANXX | TotalTechnologyAnnualActivityUpperLimit | 1.4977 | 2.4511 | 2.207 | 2.207 | 2.207 | 2.207 | 2.207 | 2.207 | 2.207 | 2.207 | 2.207 | 2.207 | 2.207 | 2.207 | 2.207 | 2.207 | 2.207 | 2.207 | 2.207 | 2.207 | 2.207 | 2.207 | 2.207 | 2.207 | 2.207 | 2.207 | 2.207 | 2.207
ALL | DOM | Transmission interconnection from Dominican Republic, region XX to Haiti, region XX | TRNDOMXXHTIXX | TotalTechnologyAnnualActivityUpperLimit | 0 | 0 | 0 | 0 | 0 | 0 | 0 | 0 | 0 | 0 | 0 | 0 | 0 | 0 | 0 | 0 | 0 | 0 | 0 | 0 | 0 | 0 | 0 | 0 | 0 | 0 | 0 | 0
ALL | ECU | Transmission interconnection from Ecuador, region XX to Peru, region XX | TRNECUXXPERXX | TotalTechnologyAnnualActivityUpperLimit | 1.4879 | 0.002253 | 0.36682 | 0.36682 | 0.36682 | 0.36682 | 0.36682 | 0.36682 | 0.36682 | 0.36682 | 0.36682 | 0.36682 | 0.36682 | 0.36682 | 0.36682 | 0.36682 | 0.36682 | 0.36682 | 0.36682 | 0.36682 | 0.36682 | 0.36682 | 0.36682 | 0.36682 | 0.36682 | 0.36682 | 0.36682 | 0.36682
ALL | GTM | Transmission interconnection from Guatemala, region XX to El Salvador, region XX | TRNGTMXXSLVXX | TotalTechnologyAnnualActivityUpperLimit | 0.53491 | 0.007193 | 0.88464 | 0.88464 | 0.88464 | 0.88464 | 0.88464 | 0.88464 | 0.88464 | 0.88464 | 0.88464 | 0.88464 | 0.88464 | 0.88464 | 0.88464 | 0.88464 | 0.88464 | 0.88464 | 0.88464 | 0.88464 | 0.88464 | 0.88464 | 0.88464 | 0.88464 | 0.88464 | 0.88464 | 0.88464 | 0.88464
ALL | GTM | Transmission interconnection from Guatemala, region XX to Honduras, region XX | TRNGTMXXHNDXX | TotalTechnologyAnnualActivityUpperLimit | 2.4283 | 2.447 | 2.3414 | 2.3414 | 2.3414 | 2.3414 | 2.3414 | 2.3414 | 2.3414 | 2.3414 | 2.3414 | 2.3414 | 2.3414 | 2.3414 | 2.3414 | 2.3414 | 2.3414 | 2.3414 | 2.3414 | 2.3414 | 2.3414 | 2.3414 | 2.3414 | 2.3414 | 2.3414 | 2.3414 | 2.3414 | 2.3414
ALL | GTM | Transmission interconnection from Guatemala, region XX to Mexico, region XX | TRNGTMXXMEXXX | TotalTechnologyAnnualActivityUpperLimit | 8.4089 | 8.4671 | 6.5867 | 6.5867 | 6.5867 | 6.5867 | 6.5867 | 6.5867 | 6.5867 | 6.5867 | 6.5867 | 6.5867 | 6.5867 | 6.5867 | 6.5867 | 6.5867 | 6.5867 | 6.5867 | 6.5867 | 6.5867 | 6.5867 | 6.5867 | 6.5867 | 6.5867 | 6.5867 | 6.5867 | 6.5867 | 6.5867
ALL | HND | Transmission interconnection from Honduras, region XX to El Salvador, region XX | TRNHNDXXSLVXX | TotalTechnologyAnnualActivityUpperLimit | 2.221 | 1.7448 | 2.5119 | 2.5119 | 2.5119 | 2.5119 | 2.5119 | 2.5119 | 2.5119 | 2.5119 | 2.5119 | 2.5119 | 2.5119 | 2.5119 | 2.5119 | 2.5119 | 2.5119 | 2.5119 | 2.5119 | 2.5119 | 2.5119 | 2.5119 | 2.5119 | 2.5119 | 2.5119 | 2.5119 | 2.5119 | 2.5119
ALL | HND | Transmission interconnection from Honduras, region XX to Nicaragua, region XX | TRNHNDXXNICXX | TotalTechnologyAnnualActivityUpperLimit | 4.1207 | 4.8479 | 4.9001 | 4.9001 | 4.9001 | 4.9001 | 4.9001 | 4.9001 | 4.9001 | 4.9001 | 4.9001 | 4.9001 | 4.9001 | 4.9001 | 4.9001 | 4.9001 | 4.9001 | 4.9001 | 4.9001 | 4.9001 | 4.9001 | 4.9001 | 4.9001 | 4.9001 | 4.9001 | 4.9001 | 4.9001 | 4.9001
ALL | ARG | Transmission interconnection from Argentina, region XX to Bolivia, region XX | TRNARGXXBOLXX | TotalTechnologyAnnualActivityLowerLimit | 0.25422 | 0.64503 | 0.17985 | 0.17985 | 0.17985 | 0.17985 | 0.17985 | 0.17985 | 0.17985 | 0.17985 | 0.17985 | 0.17985 | 0.17985 | 0.17985 | 0.17985 | 0.17985 | 0.17985 | 0.17985 | 0.17985 | 0.17985 | 0.17985 | 0.17985 | 0.17985 | 0.17985 | 0.17985 | 0.17985 | 0.17985 | 0.17985
ALL | ARG | Transmission interconnection from Argentina, region XX to Brazil, region XX | TRNARGXXBRAXX | TotalTechnologyAnnualActivityLowerLimit | 13.8329 | 11.861 | 12.0232 | 12.0232 | 12.0232 | 12.0232 | 12.0232 | 12.0232 | 12.0232 | 12.0232 | 12.0232 | 12.0232 | 12.0232 | 12.0232 | 12.0232 | 12.0232 | 12.0232 | 12.0232 | 12.0232 | 12.0232 | 12.0232 | 12.0232 | 12.0232 | 12.0232 | 12.0232 | 12.0232 | 12.0232 | 12.0232
ALL | ARG | Transmission interconnection from Argentina, region XX to Chile, region XX | TRNARGXXCHLXX | TotalTechnologyAnnualActivityLowerLimit | 0.19612 | 0 | 0.04578 | 0.04578 | 0.04578 | 0.04578 | 0.04578 | 0.04578 | 0.04578 | 0.04578 | 0.04578 | 0.04578 | 0.04578 | 0.04578 | 0.04578 | 0.04578 | 0.04578 | 0.04578 | 0.04578 | 0.04578 | 0.04578 | 0.04578 | 0.04578 | 0.04578 | 0.04578 | 0.04578 | 0.04578 | 0.04578
ALL | ARG | Transmission interconnection from Argentina, region XX to Paraguay, region XX | TRNARGXXPRYXX | TotalTechnologyAnnualActivityLowerLimit | 38.846 | 23.2339 | 28.1181 | 28.1181 | 28.1181 | 28.1181 | 28.1181 | 28.1181 | 28.1181 | 28.1181 | 28.1181 | 28.1181 | 28.1181 | 28.1181 | 28.1181 | 28.1181 | 28.1181 | 28.1181 | 28.1181 | 28.1181 | 28.1181 | 28.1181 | 28.1181 | 28.1181 | 28.1181 | 28.1181 | 28.1181 | 28.1181
ALL | ARG | Transmission interconnection from Argentina, region XX to Uruguay, region XX | TRNARGXXURYXX | TotalTechnologyAnnualActivityLowerLimit | 0 | 2.238 | 1.1271 | 1.1271 | 1.1271 | 1.1271 | 1.1271 | 1.1271 | 1.1271 | 1.1271 | 1.1271 | 1.1271 | 1.1271 | 1.1271 | 1.1271 | 1.1271 | 1.1271 | 1.1271 | 1.1271 | 1.1271 | 1.1271 | 1.1271 | 1.1271 | 1.1271 | 1.1271 | 1.1271 | 1.1271 | 1.1271
ALL | BOL | Transmission interconnection from Bolivia, region XX to Brazil, region XX | TRNBOLXXBRAXX | TotalTechnologyAnnualActivityLowerLimit | 0 | 0 | 0 | 0 | 0 | 0 | 0 | 0 | 0 | 0 | 0 | 0 | 0 | 0 | 0 | 0 | 0 | 0 | 0 | 0 | 0 | 0 | 0 | 0 | 0 | 0 | 0 | 0
ALL | BOL | Transmission interconnection from Bolivia, region XX to Chile, region XX | TRNBOLXXCHLXX | TotalTechnologyAnnualActivityLowerLimit | 0 | 0 | 0 | 0 | 0 | 0 | 0 | 0 | 0 | 0 | 0 | 0 | 0 | 0 | 0 | 0 | 0 | 0 | 0 | 0 | 0 | 0 | 0 | 0 | 0 | 0 | 0 | 0
ALL | BOL | Transmission interconnection from Bolivia, region XX to Paraguay, region XX | TRNBOLXXPRYXX | TotalTechnologyAnnualActivityLowerLimit | 0 | 0 | 0 | 0 | 0 | 0 | 0 | 0 | 0 | 0 | 0 | 0 | 0 | 0 | 0 | 0 | 0 | 0 | 0 | 0 | 0 | 0 | 0 | 0 | 0 | 0 | 0 | 0
ALL | BOL | Transmission interconnection from Bolivia, region XX to Peru, region XX | TRNBOLXXPERXX | TotalTechnologyAnnualActivityLowerLimit | 0 | 0 | 0 | 0 | 0 | 0 | 0 | 0 | 0 | 0 | 0 | 0 | 0 | 0 | 0 | 0 | 0 | 0 | 0 | 0 | 0 | 0 | 0 | 0 | 0 | 0 | 0 | 0
ALL | BRA | Transmission interconnection from Brazil, region XX to Colombia, region XX | TRNBRAXXCOLXX | TotalTechnologyAnnualActivityLowerLimit | 0 | 0 | 0 | 0 | 0 | 0 | 0 | 0 | 0 | 0 | 0 | 0 | 0 | 0 | 0 | 0 | 0 | 0 | 0 | 0 | 0 | 0 | 0 | 0 | 0 | 0 | 0 | 0
ALL | BRA | Transmission interconnection from Brazil, region XX to Paraguay, region XX | TRNBRAXXPRYXX | TotalTechnologyAnnualActivityLowerLimit | 65.0871 | 31.4815 | 54.0081 | 54.0081 | 54.0081 | 54.0081 | 54.0081 | 54.0081 | 54.0081 | 54.0081 | 54.0081 | 54.0081 | 54.0081 | 54.0081 | 54.0081 | 54.0081 | 54.0081 | 54.0081 | 54.0081 | 54.0081 | 54.0081 | 54.0081 | 54.0081 | 54.0081 | 54.0081 | 54.0081 | 54.0081 | 54.0081
ALL | BRA | Transmission interconnection from Brazil, region XX to Peru, region XX | TRNBRAXXPERXX | TotalTechnologyAnnualActivityLowerLimit | 0 | 0 | 0 | 0 | 0 | 0 | 0 | 0 | 0 | 0 | 0 | 0 | 0 | 0 | 0 | 0 | 0 | 0 | 0 | 0 | 0 | 0 | 0 | 0 | 0 | 0 | 0 | 0
ALL | BRA | Transmission interconnection from Brazil, region XX to Uruguay, region XX | TRNBRAXXURYXX | TotalTechnologyAnnualActivityLowerLimit | 5.6159 | 4.7183 | 5.5333 | 5.5333 | 5.5333 | 5.5333 | 5.5333 | 5.5333 | 5.5333 | 5.5333 | 5.5333 | 5.5333 | 5.5333 | 5.5333 | 5.5333 | 5.5333 | 5.5333 | 5.5333 | 5.5333 | 5.5333 | 5.5333 | 5.5333 | 5.5333 | 5.5333 | 5.5333 | 5.5333 | 5.5333 | 5.5333
ALL | CHL | Transmission interconnection from Chile, region XX to Peru, region XX | TRNCHLXXPERXX | TotalTechnologyAnnualActivityLowerLimit | 0 | 0 | 0.000681 | 0.000681 | 0.000681 | 0.000681 | 0.000681 | 0.000681 | 0.000681 | 0.000681 | 0.000681 | 0.000681 | 0.000681 | 0.000681 | 0.000681 | 0.000681 | 0.000681 | 0.000681 | 0.000681 | 0.000681 | 0.000681 | 0.000681 | 0.000681 | 0.000681 | 0.000681 | 0.000681 | 0.000681 | 0.000681
ALL | COL | Transmission interconnection from Colombia, region XX to Ecuador, region XX | TRNCOLXXECUXX | TotalTechnologyAnnualActivityLowerLimit | 3.8163 | 4.7254 | 3.7829 | 3.7829 | 3.7829 | 3.7829 | 3.7829 | 3.7829 | 3.7829 | 3.7829 | 3.7829 | 3.7829 | 3.7829 | 3.7829 | 3.7829 | 3.7829 | 3.7829 | 3.7829 | 3.7829 | 3.7829 | 3.7829 | 3.7829 | 3.7829 | 3.7829 | 3.7829 | 3.7829 | 3.7829 | 3.7829
ALL | COL | Transmission interconnection from Colombia, region XX to Panama, region XX | TRNCOLXXPANXX | TotalTechnologyAnnualActivityLowerLimit | 0 | 0 | 0 | 0 | 0 | 0 | 0 | 0 | 0 | 0 | 0 | 0 | 0 | 0 | 0 | 0 | 0 | 0 | 0 | 0 | 0 | 0 | 0 | 0 | 0 | 0 | 0 | 0
ALL | COL | Transmission interconnection from Colombia, region XX to Peru, region XX | TRNCOLXXPERXX | TotalTechnologyAnnualActivityLowerLimit | 0 | 0 | 0 | 0 | 0 | 0 | 0 | 0 | 0 | 0 | 0 | 0 | 0 | 0 | 0 | 0 | 0 | 0 | 0 | 0 | 0 | 0 | 0 | 0 | 0 | 0 | 0 | 0
ALL | CRI | Transmission interconnection from Costa Rica, region XX to Nicaragua, region XX | TRNCRIXXNICXX | TotalTechnologyAnnualActivityLowerLimit | 2.7533 | 5.6564 | 4.5043 | 4.5043 | 4.5043 | 4.5043 | 4.5043 | 4.5043 | 4.5043 | 4.5043 | 4.5043 | 4.5043 | 4.5043 | 4.5043 | 4.5043 | 4.5043 | 4.5043 | 4.5043 | 4.5043 | 4.5043 | 4.5043 | 4.5043 | 4.5043 | 4.5043 | 4.5043 | 4.5043 | 4.5043 | 4.5043
ALL | CRI | Transmission interconnection from Costa Rica, region XX to Panama, region XX | TRNCRIXXPANXX | TotalTechnologyAnnualActivityLowerLimit | 1.355 | 2.2176 | 1.9968 | 1.9968 | 1.9968 | 1.9968 | 1.9968 | 1.9968 | 1.9968 | 1.9968 | 1.9968 | 1.9968 | 1.9968 | 1.9968 | 1.9968 | 1.9968 | 1.9968 | 1.9968 | 1.9968 | 1.9968 | 1.9968 | 1.9968 | 1.9968 | 1.9968 | 1.9968 | 1.9968 | 1.9968 | 1.9968
ALL | DOM | Transmission interconnection from Dominican Republic, region XX to Haiti, region XX | TRNDOMXXHTIXX | TotalTechnologyAnnualActivityLowerLimit | 0 | 0 | 0 | 0 | 0 | 0 | 0 | 0 | 0 | 0 | 0 | 0 | 0 | 0 | 0 | 0 | 0 | 0 | 0 | 0 | 0 | 0 | 0 | 0 | 0 | 0 | 0 | 0
ALL | ECU | Transmission interconnection from Ecuador, region XX to Peru, region XX | TRNECUXXPERXX | TotalTechnologyAnnualActivityLowerLimit | 1.3462 | 0.002038 | 0.33188 | 0.33188 | 0.33188 | 0.33188 | 0.33188 | 0.33188 | 0.33188 | 0.33188 | 0.33188 | 0.33188 | 0.33188 | 0.33188 | 0.33188 | 0.33188 | 0.33188 | 0.33188 | 0.33188 | 0.33188 | 0.33188 | 0.33188 | 0.33188 | 0.33188 | 0.33188 | 0.33188 | 0.33188 | 0.33188
ALL | GTM | Transmission interconnection from Guatemala, region XX to El Salvador, region XX | TRNGTMXXSLVXX | TotalTechnologyAnnualActivityLowerLimit | 0.48397 | 0.006508 | 0.80039 | 0.80039 | 0.80039 | 0.80039 | 0.80039 | 0.80039 | 0.80039 | 0.80039 | 0.80039 | 0.80039 | 0.80039 | 0.80039 | 0.80039 | 0.80039 | 0.80039 | 0.80039 | 0.80039 | 0.80039 | 0.80039 | 0.80039 | 0.80039 | 0.80039 | 0.80039 | 0.80039 | 0.80039 | 0.80039
ALL | GTM | Transmission interconnection from Guatemala, region XX to Honduras, region XX | TRNGTMXXHNDXX | TotalTechnologyAnnualActivityLowerLimit | 2.197 | 2.214 | 2.1185 | 2.1185 | 2.1185 | 2.1185 | 2.1185 | 2.1185 | 2.1185 | 2.1185 | 2.1185 | 2.1185 | 2.1185 | 2.1185 | 2.1185 | 2.1185 | 2.1185 | 2.1185 | 2.1185 | 2.1185 | 2.1185 | 2.1185 | 2.1185 | 2.1185 | 2.1185 | 2.1185 | 2.1185 | 2.1185
ALL | GTM | Transmission interconnection from Guatemala, region XX to Mexico, region XX | TRNGTMXXMEXXX | TotalTechnologyAnnualActivityLowerLimit | 7.6081 | 7.6607 | 5.9594 | 5.9594 | 5.9594 | 5.9594 | 5.9594 | 5.9594 | 5.9594 | 5.9594 | 5.9594 | 5.9594 | 5.9594 | 5.9594 | 5.9594 | 5.9594 | 5.9594 | 5.9594 | 5.9594 | 5.9594 | 5.9594 | 5.9594 | 5.9594 | 5.9594 | 5.9594 | 5.9594 | 5.9594 | 5.9594
ALL | HND | Transmission interconnection from Honduras, region XX to El Salvador, region XX | TRNHNDXXSLVXX | TotalTechnologyAnnualActivityLowerLimit | 2.0095 | 1.5786 | 2.2727 | 2.2727 | 2.2727 | 2.2727 | 2.2727 | 2.2727 | 2.2727 | 2.2727 | 2.2727 | 2.2727 | 2.2727 | 2.2727 | 2.2727 | 2.2727 | 2.2727 | 2.2727 | 2.2727 | 2.2727 | 2.2727 | 2.2727 | 2.2727 | 2.2727 | 2.2727 | 2.2727 | 2.2727 | 2.2727
ALL | HND | Transmission interconnection from Honduras, region XX to Nicaragua, region XX | TRNHNDXXNICXX | TotalTechnologyAnnualActivityLowerLimit | 3.7283 | 4.3862 | 4.4334 | 4.4334 | 4.4334 | 4.4334 | 4.4334 | 4.4334 | 4.4334 | 4.4334 | 4.4334 | 4.4334 | 4.4334 | 4.4334 | 4.4334 | 4.4334 | 4.4334 | 4.4334 | 4.4334 | 4.4334 | 4.4334 | 4.4334 | 4.4334 | 4.4334 | 4.4334 | 4.4334 | 4.4334 | 4.4334

## Interconnections
INTERCONNECTION CONTROLS
Toggle ON/OFF each direction of TRN interconnection technologies. Requires InterconnectionsControl = YES in OLADE_Config.
Technology | Direction | Mode | Status | Description
TRNARGXXBOLXX | ARG-XX -> BOL-XX | 1 | ON | ELCARGXX02 -> ELCBOLXX01
TRNARGXXBOLXX | BOL-XX -> ARG-XX | 2 | ON | ELCBOLXX02 -> ELCARGXX01
TRNARGXXBRAXX | ARG-XX -> BRA-XX | 1 | ON | ELCARGXX02 -> ELCBRAXX01
TRNARGXXBRAXX | BRA-XX -> ARG-XX | 2 | ON | ELCBRAXX02 -> ELCARGXX01
TRNARGXXCHLXX | ARG-XX -> CHL-XX | 1 | ON | ELCARGXX02 -> ELCCHLXX01
TRNARGXXCHLXX | CHL-XX -> ARG-XX | 2 | ON | ELCCHLXX02 -> ELCARGXX01
TRNARGXXPRYXX | ARG-XX -> PRY-XX | 1 | ON | ELCARGXX02 -> ELCPRYXX01
TRNARGXXPRYXX | PRY-XX -> ARG-XX | 2 | ON | ELCPRYXX02 -> ELCARGXX01
TRNARGXXURYXX | ARG-XX -> URY-XX | 1 | ON | ELCARGXX02 -> ELCURYXX01
TRNARGXXURYXX | URY-XX -> ARG-XX | 2 | ON | ELCURYXX02 -> ELCARGXX01
TRNBOLXXBRAXX | BOL-XX -> BRA-XX | 1 | ON | ELCBOLXX02 -> ELCBRAXX01
TRNBOLXXBRAXX | BRA-XX -> BOL-XX | 2 | ON | ELCBRAXX02 -> ELCBOLXX01
TRNBOLXXCHLXX | BOL-XX -> CHL-XX | 1 | ON | ELCBOLXX02 -> ELCCHLXX01
TRNBOLXXCHLXX | CHL-XX -> BOL-XX | 2 | ON | ELCCHLXX02 -> ELCBOLXX01
TRNBOLXXPERXX | BOL-XX -> PER-XX | 1 | ON | ELCBOLXX02 -> ELCPERXX01
TRNBOLXXPERXX | PER-XX -> BOL-XX | 2 | ON | ELCPERXX02 -> ELCBOLXX01
TRNBOLXXPRYXX | BOL-XX -> PRY-XX | 1 | ON | ELCBOLXX02 -> ELCPRYXX01
TRNBOLXXPRYXX | PRY-XX -> BOL-XX | 2 | ON | ELCPRYXX02 -> ELCBOLXX01
TRNBRAXXCOLXX | BRA-XX -> COL-XX | 1 | ON | ELCBRAXX02 -> ELCCOLXX01
TRNBRAXXCOLXX | COL-XX -> BRA-XX | 2 | ON | ELCCOLXX02 -> ELCBRAXX01
TRNBRAXXPERXX | BRA-XX -> PER-XX | 1 | ON | ELCBRAXX02 -> ELCPERXX01
TRNBRAXXPERXX | PER-XX -> BRA-XX | 2 | ON | ELCPERXX02 -> ELCBRAXX01
TRNBRAXXPRYXX | BRA-XX -> PRY-XX | 1 | ON | ELCBRAXX02 -> ELCPRYXX01
TRNBRAXXPRYXX | PRY-XX -> BRA-XX | 2 | ON | ELCPRYXX02 -> ELCBRAXX01
TRNBRAXXURYXX | BRA-XX -> URY-XX | 1 | ON | ELCBRAXX02 -> ELCURYXX01
TRNBRAXXURYXX | URY-XX -> BRA-XX | 2 | ON | ELCURYXX02 -> ELCBRAXX01
TRNCHLXXPERXX | CHL-XX -> PER-XX | 1 | ON | ELCCHLXX02 -> ELCPERXX01
TRNCHLXXPERXX | PER-XX -> CHL-XX | 2 | ON | ELCPERXX02 -> ELCCHLXX01
TRNCOLXXECUXX | COL-XX -> ECU-XX | 1 | ON | ELCCOLXX02 -> ELCECUXX01
TRNCOLXXECUXX | ECU-XX -> COL-XX | 2 | ON | ELCECUXX02 -> ELCCOLXX01
TRNCOLXXPANXX | COL-XX -> PAN-XX | 1 | ON | ELCCOLXX02 -> ELCPANXX01
TRNCOLXXPANXX | PAN-XX -> COL-XX | 2 | ON | ELCPANXX02 -> ELCCOLXX01
TRNCOLXXPERXX | COL-XX -> PER-XX | 1 | ON | ELCCOLXX02 -> ELCPERXX01
TRNCOLXXPERXX | PER-XX -> COL-XX | 2 | ON | ELCPERXX02 -> ELCCOLXX01
TRNCRIXXNICXX | CRI-XX -> NIC-XX | 1 | ON | ELCCRIXX02 -> ELCNICXX01
TRNCRIXXNICXX | NIC-XX -> CRI-XX | 2 | ON | ELCNICXX02 -> ELCCRIXX01
TRNCRIXXPANXX | CRI-XX -> PAN-XX | 1 | ON | ELCCRIXX02 -> ELCPANXX01
TRNCRIXXPANXX | PAN-XX -> CRI-XX | 2 | ON | ELCPANXX02 -> ELCCRIXX01
TRNDOMXXHTIXX | DOM-XX -> HTI-XX | 1 | ON | ELCDOMXX02 -> ELCHTIXX01
TRNDOMXXHTIXX | HTI-XX -> DOM-XX | 2 | ON | ELCHTIXX02 -> ELCDOMXX01
TRNECUXXPERXX | ECU-XX -> PER-XX | 1 | ON | ELCECUXX02 -> ELCPERXX01
TRNECUXXPERXX | PER-XX -> ECU-XX | 2 | ON | ELCPERXX02 -> ELCECUXX01
TRNGTMXXHNDXX | GTM-XX -> HND-XX | 1 | ON | ELCGTMXX02 -> ELCHNDXX01
TRNGTMXXHNDXX | HND-XX -> GTM-XX | 2 | ON | ELCHNDXX02 -> ELCGTMXX01
TRNGTMXXMEXXX | GTM-XX -> MEX-XX | 1 | ON | ELCGTMXX02 -> ELCMEXXX01
TRNGTMXXMEXXX | MEX-XX -> GTM-XX | 2 | ON | ELCMEXXX02 -> ELCGTMXX01
TRNGTMXXSLVXX | GTM-XX -> SLV-XX | 1 | ON | ELCGTMXX02 -> ELCSLVXX01
TRNGTMXXSLVXX | SLV-XX -> GTM-XX | 2 | ON | ELCSLVXX02 -> ELCGTMXX01
TRNHNDXXNICXX | HND-XX -> NIC-XX | 1 | ON | ELCHNDXX02 -> ELCNICXX01
TRNHNDXXNICXX | NIC-XX -> HND-XX | 2 | ON | ELCNICXX02 -> ELCHNDXX01
TRNHNDXXSLVXX | HND-XX -> SLV-XX | 1 | ON | ELCHNDXX02 -> ELCSLVXX01
TRNHNDXXSLVXX | SLV-XX -> HND-XX | 2 | ON | ELCSLVXX02 -> ELCHNDXX01
HOW IT WORKS:
- ON: InputActivityRatio=1, OutputActivityRatio=1, Projection.Mode='User defined'
- OFF: InputActivityRatio=0, OutputActivityRatio=0, Projection.Mode='EMPTY'
- Changes are applied to A-O_AR_Model_Base_Year.xlsx and A-O_AR_Projections.xlsx
- All scenario folders are updated
NOTE: Year values in Projections (efficiency/loss factors) are NOT modified by this control.

## _Scenarios (hidden)
ALL
BAU
NDC
NDC+ELC
NDC_NoRPO

## _Countries (hidden)
ARG
BOL
BRA
BRB
CHL
COL
CRI
DOM
ECU
GTM
HND
HTI
MEX
NIC
PAN
PER
PRY
SLV
URY

## _TechNames (hidden)
Backstop (Power generator) Argentina, region XX
Backstop (Power generator) Barbados, region XX
Backstop (Power generator) Bolivia, region XX
Backstop (Power generator) Brazil, region XX
Backstop (Power generator) Chile, region XX
Backstop (Power generator) Colombia, region XX
Backstop (Power generator) Costa Rica, region XX
Backstop (Power generator) Dominican Republic, region XX
Backstop (Power generator) Ecuador, region XX
Backstop (Power generator) El Salvador, region XX
Backstop (Power generator) Guatemala, region XX
Backstop (Power generator) Haiti, region XX
Backstop (Power generator) Honduras, region XX
Backstop (Power generator) Mexico, region XX
Backstop (Power generator) Nicaragua, region XX
Backstop (Power generator) Panama, region XX
Backstop (Power generator) Paraguay, region XX
Backstop (Power generator) Peru, region XX
Backstop (Power generator) Uruguay, region XX
Biomass (Power generator) Argentina, region XX
Biomass (Power generator) Barbados, region XX
Biomass (Power generator) Bolivia, region XX
Biomass (Power generator) Brazil, region XX
Biomass (Power generator) Chile, region XX
Biomass (Power generator) Colombia, region XX
Biomass (Power generator) Costa Rica, region XX
Biomass (Power generator) Dominican Republic, region XX
Biomass (Power generator) Ecuador, region XX
Biomass (Power generator) El Salvador, region XX
Biomass (Power generator) Guatemala, region XX
Biomass (Power generator) Haiti, region XX
Biomass (Power generator) Honduras, region XX
Biomass (Power generator) Mexico, region XX
Biomass (Power generator) Nicaragua, region XX
Biomass (Power generator) Panama, region XX
Biomass (Power generator) Paraguay, region XX
Biomass (Power generator) Peru, region XX
Biomass (Power generator) Uruguay, region XX
Carbon Capture Storage with Coal (Power generator) Argentina, region XX
Carbon Capture Storage with Coal (Power generator) Barbados, region XX
Carbon Capture Storage with Coal (Power generator) Bolivia, region XX
Carbon Capture Storage with Coal (Power generator) Brazil, region XX
Carbon Capture Storage with Coal (Power generator) Chile, region XX
Carbon Capture Storage with Coal (Power generator) Colombia, region XX
Carbon Capture Storage with Coal (Power generator) Costa Rica, region XX
Carbon Capture Storage with Coal (Power generator) Dominican Republic, region XX
Carbon Capture Storage with Coal (Power generator) Ecuador, region XX
Carbon Capture Storage with Coal (Power generator) El Salvador, region XX
Carbon Capture Storage with Coal (Power generator) Guatemala, region XX
Carbon Capture Storage with Coal (Power generator) Haiti, region XX
Carbon Capture Storage with Coal (Power generator) Honduras, region XX
Carbon Capture Storage with Coal (Power generator) Mexico, region XX
Carbon Capture Storage with Coal (Power generator) Nicaragua, region XX
Carbon Capture Storage with Coal (Power generator) Panama, region XX
Carbon Capture Storage with Coal (Power generator) Paraguay, region XX
Carbon Capture Storage with Coal (Power generator) Peru, region XX
Carbon Capture Storage with Coal (Power generator) Uruguay, region XX
Coal (Power generator) Argentina, region XX
Coal (Power generator) Barbados, region XX
Coal (Power generator) Bolivia, region XX
Coal (Power generator) Brazil, region XX
Coal (Power generator) Chile, region XX
Coal (Power generator) Colombia, region XX
Coal (Power generator) Costa Rica, region XX
Coal (Power generator) Dominican Republic, region XX
Coal (Power generator) Ecuador, region XX
Coal (Power generator) El Salvador, region XX
Coal (Power generator) Guatemala, region XX
Coal (Power generator) Haiti, region XX
Coal (Power generator) Honduras, region XX
Coal (Power generator) Mexico, region XX
Coal (Power generator) Nicaragua, region XX
Coal (Power generator) Panama, region XX
Coal (Power generator) Paraguay, region XX
Coal (Power generator) Peru, region XX
Coal (Power generator) Uruguay, region XX
Cogeneration (Power generator) Argentina, region XX
Cogeneration (Power generator) Barbados, region XX
Cogeneration (Power generator) Bolivia, region XX
Cogeneration (Power generator) Brazil, region XX
Cogeneration (Power generator) Chile, region XX
Cogeneration (Power generator) Colombia, region XX
Cogeneration (Power generator) Costa Rica, region XX
Cogeneration (Power generator) Dominican Republic, region XX
Cogeneration (Power generator) Ecuador, region XX
Cogeneration (Power generator) El Salvador, region XX
Cogeneration (Power generator) Guatemala, region XX
Cogeneration (Power generator) Haiti, region XX
Cogeneration (Power generator) Honduras, region XX
Cogeneration (Power generator) Mexico, region XX
Cogeneration (Power generator) Nicaragua, region XX
Cogeneration (Power generator) Panama, region XX
Cogeneration (Power generator) Paraguay, region XX
Cogeneration (Power generator) Peru, region XX
Cogeneration (Power generator) Uruguay, region XX
Concentrated Solar Power (Power generator) Argentina, region XX
Concentrated Solar Power (Power generator) Barbados, region XX
Concentrated Solar Power (Power generator) Bolivia, region XX
Concentrated Solar Power (Power generator) Brazil, region XX
Concentrated Solar Power (Power generator) Chile, region XX
Concentrated Solar Power (Power generator) Colombia, region XX
Concentrated Solar Power (Power generator) Costa Rica, region XX
Concentrated Solar Power (Power generator) Dominican Republic, region XX
Concentrated Solar Power (Power generator) Ecuador, region XX
Concentrated Solar Power (Power generator) El Salvador, region XX
Concentrated Solar Power (Power generator) Guatemala, region XX
Concentrated Solar Power (Power generator) Haiti, region XX
Concentrated Solar Power (Power generator) Honduras, region XX
Concentrated Solar Power (Power generator) Mexico, region XX
Concentrated Solar Power (Power generator) Nicaragua, region XX
Concentrated Solar Power (Power generator) Panama, region XX
Concentrated Solar Power (Power generator) Paraguay, region XX
Concentrated Solar Power (Power generator) Peru, region XX
Concentrated Solar Power (Power generator) Uruguay, region XX
Electricity, Argentina, region XX, power plant output
Electricity, Barbados, region XX, power plant output
Electricity, Bolivia, region XX, power plant output
Electricity, Brazil, region XX, power plant output
Electricity, Chile, region XX, power plant output
Electricity, Colombia, region XX, power plant output
Electricity, Costa Rica, region XX, power plant output
Electricity, Dominican Republic, region XX, power plant output
Electricity, Ecuador, region XX, power plant output
Electricity, El Salvador, region XX, power plant output
Electricity, Guatemala, region XX, power plant output
Electricity, Haiti, region XX, power plant output
Electricity, Honduras, region XX, power plant output
Electricity, Mexico, region XX, power plant output
Electricity, Nicaragua, region XX, power plant output
Electricity, Panama, region XX, power plant output
Electricity, Paraguay, region XX, power plant output
Electricity, Peru, region XX, power plant output
Electricity, Uruguay, region XX, power plant output
Geothermal (Power generator) Argentina, region XX
Geothermal (Power generator) Barbados, region XX
Geothermal (Power generator) Bolivia, region XX
Geothermal (Power generator) Brazil, region XX
Geothermal (Power generator) Chile, region XX
Geothermal (Power generator) Colombia, region XX
Geothermal (Power generator) Costa Rica, region XX
Geothermal (Power generator) Dominican Republic, region XX
Geothermal (Power generator) Ecuador, region XX
Geothermal (Power generator) El Salvador, region XX
Geothermal (Power generator) Guatemala, region XX
Geothermal (Power generator) Haiti, region XX
Geothermal (Power generator) Honduras, region XX
Geothermal (Power generator) Mexico, region XX
Geothermal (Power generator) Nicaragua, region XX
Geothermal (Power generator) Panama, region XX
Geothermal (Power generator) Paraguay, region XX
Geothermal (Power generator) Peru, region XX
Geothermal (Power generator) Uruguay, region XX
Hydroelectric (Power generator) Argentina, region XX
Hydroelectric (Power generator) Barbados, region XX
Hydroelectric (Power generator) Bolivia, region XX
Hydroelectric (Power generator) Brazil, region XX
Hydroelectric (Power generator) Chile, region XX
Hydroelectric (Power generator) Colombia, region XX
Hydroelectric (Power generator) Costa Rica, region XX
Hydroelectric (Power generator) Dominican Republic, region XX
Hydroelectric (Power generator) Ecuador, region XX
Hydroelectric (Power generator) El Salvador, region XX
Hydroelectric (Power generator) Guatemala, region XX
Hydroelectric (Power generator) Haiti, region XX
Hydroelectric (Power generator) Honduras, region XX
Hydroelectric (Power generator) Mexico, region XX
Hydroelectric (Power generator) Nicaragua, region XX
Hydroelectric (Power generator) Panama, region XX
Hydroelectric (Power generator) Paraguay, region XX
Hydroelectric (Power generator) Peru, region XX
Hydroelectric (Power generator) Uruguay, region XX
Long duration storage (Power generator) Argentina, region XX
Long duration storage (Power generator) Barbados, region XX
Long duration storage (Power generator) Bolivia, region XX
Long duration storage (Power generator) Brazil, region XX
Long duration storage (Power generator) Chile, region XX
Long duration storage (Power generator) Colombia, region XX
Long duration storage (Power generator) Costa Rica, region XX
Long duration storage (Power generator) Dominican Republic, region XX
Long duration storage (Power generator) Ecuador, region XX
Long duration storage (Power generator) El Salvador, region XX
Long duration storage (Power generator) Guatemala, region XX
Long duration storage (Power generator) Haiti, region XX
Long duration storage (Power generator) Honduras, region XX
Long duration storage (Power generator) Mexico, region XX
Long duration storage (Power generator) Nicaragua, region XX
Long duration storage (Power generator) Panama, region XX
Long duration storage (Power generator) Paraguay, region XX
Long duration storage (Power generator) Peru, region XX
Long duration storage (Power generator) Uruguay, region XX
Natural Gas (Power generator) Argentina, region XX
Natural Gas (Power generator) Barbados, region XX
Natural Gas (Power generator) Bolivia, region XX
Natural Gas (Power generator) Brazil, region XX
Natural Gas (Power generator) Chile, region XX
Natural Gas (Power generator) Colombia, region XX
Natural Gas (Power generator) Costa Rica, region XX
Natural Gas (Power generator) Dominican Republic, region XX
Natural Gas (Power generator) Ecuador, region XX
Natural Gas (Power generator) El Salvador, region XX
Natural Gas (Power generator) Guatemala, region XX
Natural Gas (Power generator) Haiti, region XX
Natural Gas (Power generator) Honduras, region XX
Natural Gas (Power generator) Mexico, region XX
Natural Gas (Power generator) Nicaragua, region XX
Natural Gas (Power generator) Panama, region XX
Natural Gas (Power generator) Paraguay, region XX
Natural Gas (Power generator) Peru, region XX
Natural Gas (Power generator) Uruguay, region XX
Nuclear (Power generator) Argentina, region XX
Nuclear (Power generator) Barbados, region XX
Nuclear (Power generator) Bolivia, region XX
Nuclear (Power generator) Brazil, region XX
Nuclear (Power generator) Chile, region XX
Nuclear (Power generator) Colombia, region XX
Nuclear (Power generator) Costa Rica, region XX
Nuclear (Power generator) Dominican Republic, region XX
Nuclear (Power generator) Ecuador, region XX
Nuclear (Power generator) El Salvador, region XX
Nuclear (Power generator) Guatemala, region XX
Nuclear (Power generator) Haiti, region XX
Nuclear (Power generator) Honduras, region XX
Nuclear (Power generator) Mexico, region XX
Nuclear (Power generator) Nicaragua, region XX
Nuclear (Power generator) Panama, region XX
Nuclear (Power generator) Paraguay, region XX
Nuclear (Power generator) Peru, region XX
Nuclear (Power generator) Uruguay, region XX
Offshore Wind (Power generator) Argentina, region XX
Offshore Wind (Power generator) Barbados, region XX
Offshore Wind (Power generator) Bolivia, region XX
Offshore Wind (Power generator) Brazil, region XX
Offshore Wind (Power generator) Chile, region XX
Offshore Wind (Power generator) Colombia, region XX
Offshore Wind (Power generator) Costa Rica, region XX
Offshore Wind (Power generator) Dominican Republic, region XX
Offshore Wind (Power generator) Ecuador, region XX
Offshore Wind (Power generator) El Salvador, region XX
Offshore Wind (Power generator) Guatemala, region XX
Offshore Wind (Power generator) Haiti, region XX
Offshore Wind (Power generator) Honduras, region XX
Offshore Wind (Power generator) Mexico, region XX
Offshore Wind (Power generator) Nicaragua, region XX
Offshore Wind (Power generator) Panama, region XX
Offshore Wind (Power generator) Paraguay, region XX
Offshore Wind (Power generator) Peru, region XX
Offshore Wind (Power generator) Uruguay, region XX
Oil (Power generator) Argentina, region XX
Oil (Power generator) Barbados, region XX
Oil (Power generator) Bolivia, region XX
Oil (Power generator) Brazil, region XX
Oil (Power generator) Chile, region XX
Oil (Power generator) Colombia, region XX
Oil (Power generator) Costa Rica, region XX
Oil (Power generator) Dominican Republic, region XX
Oil (Power generator) Ecuador, region XX
Oil (Power generator) El Salvador, region XX
Oil (Power generator) Guatemala, region XX
Oil (Power generator) Haiti, region XX
Oil (Power generator) Honduras, region XX
Oil (Power generator) Mexico, region XX
Oil (Power generator) Nicaragua, region XX
Oil (Power generator) Panama, region XX
Oil (Power generator) Paraguay, region XX
Oil (Power generator) Peru, region XX
Oil (Power generator) Uruguay, region XX
Onshore Wind (Power generator) Argentina, region XX
Onshore Wind (Power generator) Barbados, region XX
Onshore Wind (Power generator) Bolivia, region XX
Onshore Wind (Power generator) Brazil, region XX
Onshore Wind (Power generator) Chile, region XX
Onshore Wind (Power generator) Colombia, region XX
Onshore Wind (Power generator) Costa Rica, region XX
Onshore Wind (Power generator) Dominican Republic, region XX
Onshore Wind (Power generator) Ecuador, region XX
Onshore Wind (Power generator) El Salvador, region XX
Onshore Wind (Power generator) Guatemala, region XX
Onshore Wind (Power generator) Haiti, region XX
Onshore Wind (Power generator) Honduras, region XX
Onshore Wind (Power generator) Mexico, region XX
Onshore Wind (Power generator) Nicaragua, region XX
Onshore Wind (Power generator) Panama, region XX
Onshore Wind (Power generator) Paraguay, region XX
Onshore Wind (Power generator) Peru, region XX
Onshore Wind (Power generator) Uruguay, region XX
Other (Power generator) Argentina, region XX
Other (Power generator) Barbados, region XX
Other (Power generator) Bolivia, region XX
Other (Power generator) Brazil, region XX
Other (Power generator) Chile, region XX
Other (Power generator) Colombia, region XX
Other (Power generator) Costa Rica, region XX
Other (Power generator) Dominican Republic, region XX
Other (Power generator) Ecuador, region XX
Other (Power generator) El Salvador, region XX
Other (Power generator) Guatemala, region XX
Other (Power generator) Haiti, region XX
Other (Power generator) Honduras, region XX
Other (Power generator) Mexico, region XX
Other (Power generator) Nicaragua, region XX
Other (Power generator) Panama, region XX
Other (Power generator) Paraguay, region XX
Other (Power generator) Peru, region XX
Other (Power generator) Uruguay, region XX
Petroleum (Power generator) Argentina, region XX
Petroleum (Power generator) Barbados, region XX
Petroleum (Power generator) Bolivia, region XX
Petroleum (Power generator) Brazil, region XX
Petroleum (Power generator) Chile, region XX
Petroleum (Power generator) Colombia, region XX
Petroleum (Power generator) Costa Rica, region XX
Petroleum (Power generator) Dominican Republic, region XX
Petroleum (Power generator) Ecuador, region XX
Petroleum (Power generator) El Salvador, region XX
Petroleum (Power generator) Guatemala, region XX
Petroleum (Power generator) Haiti, region XX
Petroleum (Power generator) Honduras, region XX
Petroleum (Power generator) Mexico, region XX
Petroleum (Power generator) Nicaragua, region XX
Petroleum (Power generator) Panama, region XX
Petroleum (Power generator) Paraguay, region XX
Petroleum (Power generator) Peru, region XX
Petroleum (Power generator) Uruguay, region XX
Short duration storage (Power generator) Argentina, region XX
Short duration storage (Power generator) Barbados, region XX
Short duration storage (Power generator) Bolivia, region XX
Short duration storage (Power generator) Brazil, region XX
Short duration storage (Power generator) Chile, region XX
Short duration storage (Power generator) Colombia, region XX
Short duration storage (Power generator) Costa Rica, region XX
Short duration storage (Power generator) Dominican Republic, region XX
Short duration storage (Power generator) Ecuador, region XX
Short duration storage (Power generator) El Salvador, region XX
Short duration storage (Power generator) Guatemala, region XX
Short duration storage (Power generator) Haiti, region XX
Short duration storage (Power generator) Honduras, region XX
Short duration storage (Power generator) Mexico, region XX
Short duration storage (Power generator) Nicaragua, region XX
Short duration storage (Power generator) Panama, region XX
Short duration storage (Power generator) Paraguay, region XX
Short duration storage (Power generator) Peru, region XX
Short duration storage (Power generator) Uruguay, region XX
Solar Photovoltaic (Power generator) Argentina, region XX
Solar Photovoltaic (Power generator) Barbados, region XX
Solar Photovoltaic (Power generator) Bolivia, region XX
Solar Photovoltaic (Power generator) Brazil, region XX
Solar Photovoltaic (Power generator) Chile, region XX
Solar Photovoltaic (Power generator) Colombia, region XX
Solar Photovoltaic (Power generator) Costa Rica, region XX
Solar Photovoltaic (Power generator) Dominican Republic, region XX
Solar Photovoltaic (Power generator) Ecuador, region XX
Solar Photovoltaic (Power generator) El Salvador, region XX
Solar Photovoltaic (Power generator) Guatemala, region XX
Solar Photovoltaic (Power generator) Haiti, region XX
Solar Photovoltaic (Power generator) Honduras, region XX
Solar Photovoltaic (Power generator) Mexico, region XX
Solar Photovoltaic (Power generator) Nicaragua, region XX
Solar Photovoltaic (Power generator) Panama, region XX
Solar Photovoltaic (Power generator) Paraguay, region XX
Solar Photovoltaic (Power generator) Peru, region XX
Solar Photovoltaic (Power generator) Uruguay, region XX
Transmission interconnection from Argentina, region XX to Bolivia, region XX
Transmission interconnection from Argentina, region XX to Brazil, region XX
Transmission interconnection from Argentina, region XX to Chile, region XX
Transmission interconnection from Argentina, region XX to Paraguay, region XX
Transmission interconnection from Argentina, region XX to Uruguay, region XX
Transmission interconnection from Bolivia, region XX to Brazil, region XX
Transmission interconnection from Bolivia, region XX to Chile, region XX
Transmission interconnection from Bolivia, region XX to Paraguay, region XX
Transmission interconnection from Bolivia, region XX to Peru, region XX
Transmission interconnection from Brazil, region XX to Colombia, region XX
Transmission interconnection from Brazil, region XX to Paraguay, region XX
Transmission interconnection from Brazil, region XX to Peru, region XX
Transmission interconnection from Brazil, region XX to Uruguay, region XX
Transmission interconnection from Chile, region XX to Peru, region XX
Transmission interconnection from Colombia, region XX to Ecuador, region XX
Transmission interconnection from Colombia, region XX to Panama, region XX
Transmission interconnection from Colombia, region XX to Peru, region XX
Transmission interconnection from Costa Rica, region XX to Nicaragua, region XX
Transmission interconnection from Costa Rica, region XX to Panama, region XX
Transmission interconnection from Dominican Republic, region XX to Haiti, region XX
Transmission interconnection from Ecuador, region XX to Peru, region XX
Transmission interconnection from Guatemala, region XX to El Salvador, region XX
Transmission interconnection from Guatemala, region XX to Honduras, region XX
Transmission interconnection from Guatemala, region XX to Mexico, region XX
Transmission interconnection from Honduras, region XX to El Salvador, region XX
Transmission interconnection from Honduras, region XX to Nicaragua, region XX
Waste (Power generator) Argentina, region XX
Waste (Power generator) Barbados, region XX
Waste (Power generator) Bolivia, region XX
Waste (Power generator) Brazil, region XX
Waste (Power generator) Chile, region XX
Waste (Power generator) Colombia, region XX
Waste (Power generator) Costa Rica, region XX
Waste (Power generator) Dominican Republic, region XX
Waste (Power generator) Ecuador, region XX
Waste (Power generator) El Salvador, region XX
Waste (Power generator) Guatemala, region XX
Waste (Power generator) Haiti, region XX
Waste (Power generator) Honduras, region XX
Waste (Power generator) Mexico, region XX
Waste (Power generator) Nicaragua, region XX
Waste (Power generator) Panama, region XX
Waste (Power generator) Paraguay, region XX
Waste (Power generator) Peru, region XX
Waste (Power generator) Uruguay, region XX
Wave (Power generator) Argentina, region XX
Wave (Power generator) Barbados, region XX
Wave (Power generator) Bolivia, region XX
Wave (Power generator) Brazil, region XX
Wave (Power generator) Chile, region XX
Wave (Power generator) Colombia, region XX
Wave (Power generator) Costa Rica, region XX
Wave (Power generator) Dominican Republic, region XX
Wave (Power generator) Ecuador, region XX
Wave (Power generator) El Salvador, region XX
Wave (Power generator) Guatemala, region XX
Wave (Power generator) Haiti, region XX
Wave (Power generator) Honduras, region XX
Wave (Power generator) Mexico, region XX
Wave (Power generator) Nicaragua, region XX
Wave (Power generator) Panama, region XX
Wave (Power generator) Paraguay, region XX
Wave (Power generator) Peru, region XX
Wave (Power generator) Uruguay, region XX

## _TechMapping (hidden)
Backstop (Power generator) Argentina, region XX | PWRBCKARGXX
Backstop (Power generator) Barbados, region XX | PWRBCKBRBXX
Backstop (Power generator) Bolivia, region XX | PWRBCKBOLXX
Backstop (Power generator) Brazil, region XX | PWRBCKBRAXX
Backstop (Power generator) Chile, region XX | PWRBCKCHLXX
Backstop (Power generator) Colombia, region XX | PWRBCKCOLXX
Backstop (Power generator) Costa Rica, region XX | PWRBCKCRIXX
Backstop (Power generator) Dominican Republic, region XX | PWRBCKDOMXX
Backstop (Power generator) Ecuador, region XX | PWRBCKECUXX
Backstop (Power generator) El Salvador, region XX | PWRBCKSLVXX
Backstop (Power generator) Guatemala, region XX | PWRBCKGTMXX
Backstop (Power generator) Haiti, region XX | PWRBCKHTIXX
Backstop (Power generator) Honduras, region XX | PWRBCKHNDXX
Backstop (Power generator) Mexico, region XX | PWRBCKMEXXX
Backstop (Power generator) Nicaragua, region XX | PWRBCKNICXX
Backstop (Power generator) Panama, region XX | PWRBCKPANXX
Backstop (Power generator) Paraguay, region XX | PWRBCKPRYXX
Backstop (Power generator) Peru, region XX | PWRBCKPERXX
Backstop (Power generator) Uruguay, region XX | PWRBCKURYXX
Biomass (Power generator) Argentina, region XX | PWRBIOARGXX
Biomass (Power generator) Barbados, region XX | PWRBIOBRBXX
Biomass (Power generator) Bolivia, region XX | PWRBIOBOLXX
Biomass (Power generator) Brazil, region XX | PWRBIOBRAXX
Biomass (Power generator) Chile, region XX | PWRBIOCHLXX
Biomass (Power generator) Colombia, region XX | PWRBIOCOLXX
Biomass (Power generator) Costa Rica, region XX | PWRBIOCRIXX
Biomass (Power generator) Dominican Republic, region XX | PWRBIODOMXX
Biomass (Power generator) Ecuador, region XX | PWRBIOECUXX
Biomass (Power generator) El Salvador, region XX | PWRBIOSLVXX
Biomass (Power generator) Guatemala, region XX | PWRBIOGTMXX
Biomass (Power generator) Haiti, region XX | PWRBIOHTIXX
Biomass (Power generator) Honduras, region XX | PWRBIOHNDXX
Biomass (Power generator) Mexico, region XX | PWRBIOMEXXX
Biomass (Power generator) Nicaragua, region XX | PWRBIONICXX
Biomass (Power generator) Panama, region XX | PWRBIOPANXX
Biomass (Power generator) Paraguay, region XX | PWRBIOPRYXX
Biomass (Power generator) Peru, region XX | PWRBIOPERXX
Biomass (Power generator) Uruguay, region XX | PWRBIOURYXX
Carbon Capture Storage with Coal (Power generator) Argentina, region XX | PWRCCSARGXX
Carbon Capture Storage with Coal (Power generator) Barbados, region XX | PWRCCSBRBXX
Carbon Capture Storage with Coal (Power generator) Bolivia, region XX | PWRCCSBOLXX
Carbon Capture Storage with Coal (Power generator) Brazil, region XX | PWRCCSBRAXX
Carbon Capture Storage with Coal (Power generator) Chile, region XX | PWRCCSCHLXX
Carbon Capture Storage with Coal (Power generator) Colombia, region XX | PWRCCSCOLXX
Carbon Capture Storage with Coal (Power generator) Costa Rica, region XX | PWRCCSCRIXX
Carbon Capture Storage with Coal (Power generator) Dominican Republic, region XX | PWRCCSDOMXX
Carbon Capture Storage with Coal (Power generator) Ecuador, region XX | PWRCCSECUXX
Carbon Capture Storage with Coal (Power generator) El Salvador, region XX | PWRCCSSLVXX
Carbon Capture Storage with Coal (Power generator) Guatemala, region XX | PWRCCSGTMXX
Carbon Capture Storage with Coal (Power generator) Haiti, region XX | PWRCCSHTIXX
Carbon Capture Storage with Coal (Power generator) Honduras, region XX | PWRCCSHNDXX
Carbon Capture Storage with Coal (Power generator) Mexico, region XX | PWRCCSMEXXX
Carbon Capture Storage with Coal (Power generator) Nicaragua, region XX | PWRCCSNICXX
Carbon Capture Storage with Coal (Power generator) Panama, region XX | PWRCCSPANXX
Carbon Capture Storage with Coal (Power generator) Paraguay, region XX | PWRCCSPRYXX
Carbon Capture Storage with Coal (Power generator) Peru, region XX | PWRCCSPERXX
Carbon Capture Storage with Coal (Power generator) Uruguay, region XX | PWRCCSURYXX
Coal (Power generator) Argentina, region XX | PWRCOAARGXX
Coal (Power generator) Barbados, region XX | PWRCOABRBXX
Coal (Power generator) Bolivia, region XX | PWRCOABOLXX
Coal (Power generator) Brazil, region XX | PWRCOABRAXX
Coal (Power generator) Chile, region XX | PWRCOACHLXX
Coal (Power generator) Colombia, region XX | PWRCOACOLXX
Coal (Power generator) Costa Rica, region XX | PWRCOACRIXX
Coal (Power generator) Dominican Republic, region XX | PWRCOADOMXX
Coal (Power generator) Ecuador, region XX | PWRCOAECUXX
Coal (Power generator) El Salvador, region XX | PWRCOASLVXX
Coal (Power generator) Guatemala, region XX | PWRCOAGTMXX
Coal (Power generator) Haiti, region XX | PWRCOAHTIXX
Coal (Power generator) Honduras, region XX | PWRCOAHNDXX
Coal (Power generator) Mexico, region XX | PWRCOAMEXXX
Coal (Power generator) Nicaragua, region XX | PWRCOANICXX
Coal (Power generator) Panama, region XX | PWRCOAPANXX
Coal (Power generator) Paraguay, region XX | PWRCOAPRYXX
Coal (Power generator) Peru, region XX | PWRCOAPERXX
Coal (Power generator) Uruguay, region XX | PWRCOAURYXX
Cogeneration (Power generator) Argentina, region XX | PWRCOGARGXX
Cogeneration (Power generator) Barbados, region XX | PWRCOGBRBXX
Cogeneration (Power generator) Bolivia, region XX | PWRCOGBOLXX
Cogeneration (Power generator) Brazil, region XX | PWRCOGBRAXX
Cogeneration (Power generator) Chile, region XX | PWRCOGCHLXX
Cogeneration (Power generator) Colombia, region XX | PWRCOGCOLXX
Cogeneration (Power generator) Costa Rica, region XX | PWRCOGCRIXX
Cogeneration (Power generator) Dominican Republic, region XX | PWRCOGDOMXX
Cogeneration (Power generator) Ecuador, region XX | PWRCOGECUXX
Cogeneration (Power generator) El Salvador, region XX | PWRCOGSLVXX
Cogeneration (Power generator) Guatemala, region XX | PWRCOGGTMXX
Cogeneration (Power generator) Haiti, region XX | PWRCOGHTIXX
Cogeneration (Power generator) Honduras, region XX | PWRCOGHNDXX
Cogeneration (Power generator) Mexico, region XX | PWRCOGMEXXX
Cogeneration (Power generator) Nicaragua, region XX | PWRCOGNICXX
Cogeneration (Power generator) Panama, region XX | PWRCOGPANXX
Cogeneration (Power generator) Paraguay, region XX | PWRCOGPRYXX
Cogeneration (Power generator) Peru, region XX | PWRCOGPERXX
Cogeneration (Power generator) Uruguay, region XX | PWRCOGURYXX
Concentrated Solar Power (Power generator) Argentina, region XX | PWRCSPARGXX
Concentrated Solar Power (Power generator) Barbados, region XX | PWRCSPBRBXX
Concentrated Solar Power (Power generator) Bolivia, region XX | PWRCSPBOLXX
Concentrated Solar Power (Power generator) Brazil, region XX | PWRCSPBRAXX
Concentrated Solar Power (Power generator) Chile, region XX | PWRCSPCHLXX
Concentrated Solar Power (Power generator) Colombia, region XX | PWRCSPCOLXX
Concentrated Solar Power (Power generator) Costa Rica, region XX | PWRCSPCRIXX
Concentrated Solar Power (Power generator) Dominican Republic, region XX | PWRCSPDOMXX
Concentrated Solar Power (Power generator) Ecuador, region XX | PWRCSPECUXX
Concentrated Solar Power (Power generator) El Salvador, region XX | PWRCSPSLVXX
Concentrated Solar Power (Power generator) Guatemala, region XX | PWRCSPGTMXX
Concentrated Solar Power (Power generator) Haiti, region XX | PWRCSPHTIXX
Concentrated Solar Power (Power generator) Honduras, region XX | PWRCSPHNDXX
Concentrated Solar Power (Power generator) Mexico, region XX | PWRCSPMEXXX
Concentrated Solar Power (Power generator) Nicaragua, region XX | PWRCSPNICXX
Concentrated Solar Power (Power generator) Panama, region XX | PWRCSPPANXX
Concentrated Solar Power (Power generator) Paraguay, region XX | PWRCSPPRYXX
Concentrated Solar Power (Power generator) Peru, region XX | PWRCSPPERXX
Concentrated Solar Power (Power generator) Uruguay, region XX | PWRCSPURYXX
Electricity, Argentina, region XX, power plant output | ELCARGXX01
Electricity, Barbados, region XX, power plant output | ELCBRBXX01
Electricity, Bolivia, region XX, power plant output | ELCBOLXX01
Electricity, Brazil, region XX, power plant output | ELCBRAXX01
Electricity, Chile, region XX, power plant output | ELCCHLXX01
Electricity, Colombia, region XX, power plant output | ELCCOLXX01
Electricity, Costa Rica, region XX, power plant output | ELCCRIXX01
Electricity, Dominican Republic, region XX, power plant output | ELCDOMXX01
Electricity, Ecuador, region XX, power plant output | ELCECUXX01
Electricity, El Salvador, region XX, power plant output | ELCSLVXX01
Electricity, Guatemala, region XX, power plant output | ELCGTMXX01
Electricity, Haiti, region XX, power plant output | ELCHTIXX01
Electricity, Honduras, region XX, power plant output | ELCHNDXX01
Electricity, Mexico, region XX, power plant output | ELCMEXXX01
Electricity, Nicaragua, region XX, power plant output | ELCNICXX01
Electricity, Panama, region XX, power plant output | ELCPANXX01
Electricity, Paraguay, region XX, power plant output | ELCPRYXX01
Electricity, Peru, region XX, power plant output | ELCPERXX01
Electricity, Uruguay, region XX, power plant output | ELCURYXX01
Geothermal (Power generator) Argentina, region XX | PWRGEOARGXX
Geothermal (Power generator) Barbados, region XX | PWRGEOBRBXX
Geothermal (Power generator) Bolivia, region XX | PWRGEOBOLXX
Geothermal (Power generator) Brazil, region XX | PWRGEOBRAXX
Geothermal (Power generator) Chile, region XX | PWRGEOCHLXX
Geothermal (Power generator) Colombia, region XX | PWRGEOCOLXX
Geothermal (Power generator) Costa Rica, region XX | PWRGEOCRIXX
Geothermal (Power generator) Dominican Republic, region XX | PWRGEODOMXX
Geothermal (Power generator) Ecuador, region XX | PWRGEOECUXX
Geothermal (Power generator) El Salvador, region XX | PWRGEOSLVXX
Geothermal (Power generator) Guatemala, region XX | PWRGEOGTMXX
Geothermal (Power generator) Haiti, region XX | PWRGEOHTIXX
Geothermal (Power generator) Honduras, region XX | PWRGEOHNDXX
Geothermal (Power generator) Mexico, region XX | PWRGEOMEXXX
Geothermal (Power generator) Nicaragua, region XX | PWRGEONICXX
Geothermal (Power generator) Panama, region XX | PWRGEOPANXX
Geothermal (Power generator) Paraguay, region XX | PWRGEOPRYXX
Geothermal (Power generator) Peru, region XX | PWRGEOPERXX
Geothermal (Power generator) Uruguay, region XX | PWRGEOURYXX
Hydroelectric (Power generator) Argentina, region XX | PWRHYDARGXX
Hydroelectric (Power generator) Barbados, region XX | PWRHYDBRBXX
Hydroelectric (Power generator) Bolivia, region XX | PWRHYDBOLXX
Hydroelectric (Power generator) Brazil, region XX | PWRHYDBRAXX
Hydroelectric (Power generator) Chile, region XX | PWRHYDCHLXX
Hydroelectric (Power generator) Colombia, region XX | PWRHYDCOLXX
Hydroelectric (Power generator) Costa Rica, region XX | PWRHYDCRIXX
Hydroelectric (Power generator) Dominican Republic, region XX | PWRHYDDOMXX
Hydroelectric (Power generator) Ecuador, region XX | PWRHYDECUXX
Hydroelectric (Power generator) El Salvador, region XX | PWRHYDSLVXX
Hydroelectric (Power generator) Guatemala, region XX | PWRHYDGTMXX
Hydroelectric (Power generator) Haiti, region XX | PWRHYDHTIXX
Hydroelectric (Power generator) Honduras, region XX | PWRHYDHNDXX
Hydroelectric (Power generator) Mexico, region XX | PWRHYDMEXXX
Hydroelectric (Power generator) Nicaragua, region XX | PWRHYDNICXX
Hydroelectric (Power generator) Panama, region XX | PWRHYDPANXX
Hydroelectric (Power generator) Paraguay, region XX | PWRHYDPRYXX
Hydroelectric (Power generator) Peru, region XX | PWRHYDPERXX
Hydroelectric (Power generator) Uruguay, region XX | PWRHYDURYXX
Long duration storage (Power generator) Argentina, region XX | PWRLDSARGXX
Long duration storage (Power generator) Barbados, region XX | PWRLDSBRBXX
Long duration storage (Power generator) Bolivia, region XX | PWRLDSBOLXX
Long duration storage (Power generator) Brazil, region XX | PWRLDSBRAXX
Long duration storage (Power generator) Chile, region XX | PWRLDSCHLXX
Long duration storage (Power generator) Colombia, region XX | PWRLDSCOLXX
Long duration storage (Power generator) Costa Rica, region XX | PWRLDSCRIXX
Long duration storage (Power generator) Dominican Republic, region XX | PWRLDSDOMXX
Long duration storage (Power generator) Ecuador, region XX | PWRLDSECUXX
Long duration storage (Power generator) El Salvador, region XX | PWRLDSSLVXX
Long duration storage (Power generator) Guatemala, region XX | PWRLDSGTMXX
Long duration storage (Power generator) Haiti, region XX | PWRLDSHTIXX
Long duration storage (Power generator) Honduras, region XX | PWRLDSHNDXX
Long duration storage (Power generator) Mexico, region XX | PWRLDSMEXXX
Long duration storage (Power generator) Nicaragua, region XX | PWRLDSNICXX
Long duration storage (Power generator) Panama, region XX | PWRLDSPANXX
Long duration storage (Power generator) Paraguay, region XX | PWRLDSPRYXX
Long duration storage (Power generator) Peru, region XX | PWRLDSPERXX
Long duration storage (Power generator) Uruguay, region XX | PWRLDSURYXX
Natural Gas (Power generator) Argentina, region XX | PWRNGSARGXX
Natural Gas (Power generator) Barbados, region XX | PWRNGSBRBXX
Natural Gas (Power generator) Bolivia, region XX | PWRNGSBOLXX
Natural Gas (Power generator) Brazil, region XX | PWRNGSBRAXX
Natural Gas (Power generator) Chile, region XX | PWRNGSCHLXX
Natural Gas (Power generator) Colombia, region XX | PWRNGSCOLXX
Natural Gas (Power generator) Costa Rica, region XX | PWRNGSCRIXX
Natural Gas (Power generator) Dominican Republic, region XX | PWRNGSDOMXX
Natural Gas (Power generator) Ecuador, region XX | PWRNGSECUXX
Natural Gas (Power generator) El Salvador, region XX | PWRNGSSLVXX
Natural Gas (Power generator) Guatemala, region XX | PWRNGSGTMXX
Natural Gas (Power generator) Haiti, region XX | PWRNGSHTIXX
Natural Gas (Power generator) Honduras, region XX | PWRNGSHNDXX
Natural Gas (Power generator) Mexico, region XX | PWRNGSMEXXX
Natural Gas (Power generator) Nicaragua, region XX | PWRNGSNICXX
Natural Gas (Power generator) Panama, region XX | PWRNGSPANXX
Natural Gas (Power generator) Paraguay, region XX | PWRNGSPRYXX
Natural Gas (Power generator) Peru, region XX | PWRNGSPERXX
Natural Gas (Power generator) Uruguay, region XX | PWRNGSURYXX
Nuclear (Power generator) Argentina, region XX | PWRURNARGXX
Nuclear (Power generator) Barbados, region XX | PWRURNBRBXX
Nuclear (Power generator) Bolivia, region XX | PWRURNBOLXX
Nuclear (Power generator) Brazil, region XX | PWRURNBRAXX
Nuclear (Power generator) Chile, region XX | PWRURNCHLXX
Nuclear (Power generator) Colombia, region XX | PWRURNCOLXX
Nuclear (Power generator) Costa Rica, region XX | PWRURNCRIXX
Nuclear (Power generator) Dominican Republic, region XX | PWRURNDOMXX
Nuclear (Power generator) Ecuador, region XX | PWRURNECUXX
Nuclear (Power generator) El Salvador, region XX | PWRURNSLVXX
Nuclear (Power generator) Guatemala, region XX | PWRURNGTMXX
Nuclear (Power generator) Haiti, region XX | PWRURNHTIXX
Nuclear (Power generator) Honduras, region XX | PWRURNHNDXX
Nuclear (Power generator) Mexico, region XX | PWRURNMEXXX
Nuclear (Power generator) Nicaragua, region XX | PWRURNNICXX
Nuclear (Power generator) Panama, region XX | PWRURNPANXX
Nuclear (Power generator) Paraguay, region XX | PWRURNPRYXX
Nuclear (Power generator) Peru, region XX | PWRURNPERXX
Nuclear (Power generator) Uruguay, region XX | PWRURNURYXX
Offshore Wind (Power generator) Argentina, region XX | PWRWOFARGXX
Offshore Wind (Power generator) Barbados, region XX | PWRWOFBRBXX
Offshore Wind (Power generator) Bolivia, region XX | PWRWOFBOLXX
Offshore Wind (Power generator) Brazil, region XX | PWRWOFBRAXX
Offshore Wind (Power generator) Chile, region XX | PWRWOFCHLXX
Offshore Wind (Power generator) Colombia, region XX | PWRWOFCOLXX
Offshore Wind (Power generator) Costa Rica, region XX | PWRWOFCRIXX
Offshore Wind (Power generator) Dominican Republic, region XX | PWRWOFDOMXX
Offshore Wind (Power generator) Ecuador, region XX | PWRWOFECUXX
Offshore Wind (Power generator) El Salvador, region XX | PWRWOFSLVXX
Offshore Wind (Power generator) Guatemala, region XX | PWRWOFGTMXX
Offshore Wind (Power generator) Haiti, region XX | PWRWOFHTIXX
Offshore Wind (Power generator) Honduras, region XX | PWRWOFHNDXX
Offshore Wind (Power generator) Mexico, region XX | PWRWOFMEXXX
Offshore Wind (Power generator) Nicaragua, region XX | PWRWOFNICXX
Offshore Wind (Power generator) Panama, region XX | PWRWOFPANXX
Offshore Wind (Power generator) Paraguay, region XX | PWRWOFPRYXX
Offshore Wind (Power generator) Peru, region XX | PWRWOFPERXX
Offshore Wind (Power generator) Uruguay, region XX | PWRWOFURYXX
Oil (Power generator) Argentina, region XX | PWROILARGXX
Oil (Power generator) Barbados, region XX | PWROILBRBXX
Oil (Power generator) Bolivia, region XX | PWROILBOLXX
Oil (Power generator) Brazil, region XX | PWROILBRAXX
Oil (Power generator) Chile, region XX | PWROILCHLXX
Oil (Power generator) Colombia, region XX | PWROILCOLXX
Oil (Power generator) Costa Rica, region XX | PWROILCRIXX
Oil (Power generator) Dominican Republic, region XX | PWROILDOMXX
Oil (Power generator) Ecuador, region XX | PWROILECUXX
Oil (Power generator) El Salvador, region XX | PWROILSLVXX
Oil (Power generator) Guatemala, region XX | PWROILGTMXX
Oil (Power generator) Haiti, region XX | PWROILHTIXX
Oil (Power generator) Honduras, region XX | PWROILHNDXX
Oil (Power generator) Mexico, region XX | PWROILMEXXX
Oil (Power generator) Nicaragua, region XX | PWROILNICXX
Oil (Power generator) Panama, region XX | PWROILPANXX
Oil (Power generator) Paraguay, region XX | PWROILPRYXX
Oil (Power generator) Peru, region XX | PWROILPERXX
Oil (Power generator) Uruguay, region XX | PWROILURYXX
Onshore Wind (Power generator) Argentina, region XX | PWRWONARGXX
Onshore Wind (Power generator) Barbados, region XX | PWRWONBRBXX
Onshore Wind (Power generator) Bolivia, region XX | PWRWONBOLXX
Onshore Wind (Power generator) Brazil, region XX | PWRWONBRAXX
Onshore Wind (Power generator) Chile, region XX | PWRWONCHLXX
Onshore Wind (Power generator) Colombia, region XX | PWRWONCOLXX
Onshore Wind (Power generator) Costa Rica, region XX | PWRWONCRIXX
Onshore Wind (Power generator) Dominican Republic, region XX | PWRWONDOMXX
Onshore Wind (Power generator) Ecuador, region XX | PWRWONECUXX
Onshore Wind (Power generator) El Salvador, region XX | PWRWONSLVXX
Onshore Wind (Power generator) Guatemala, region XX | PWRWONGTMXX
Onshore Wind (Power generator) Haiti, region XX | PWRWONHTIXX
Onshore Wind (Power generator) Honduras, region XX | PWRWONHNDXX
Onshore Wind (Power generator) Mexico, region XX | PWRWONMEXXX
Onshore Wind (Power generator) Nicaragua, region XX | PWRWONNICXX
Onshore Wind (Power generator) Panama, region XX | PWRWONPANXX
Onshore Wind (Power generator) Paraguay, region XX | PWRWONPRYXX
Onshore Wind (Power generator) Peru, region XX | PWRWONPERXX
Onshore Wind (Power generator) Uruguay, region XX | PWRWONURYXX
Other (Power generator) Argentina, region XX | PWROTHARGXX
Other (Power generator) Barbados, region XX | PWROTHBRBXX
Other (Power generator) Bolivia, region XX | PWROTHBOLXX
Other (Power generator) Brazil, region XX | PWROTHBRAXX
Other (Power generator) Chile, region XX | PWROTHCHLXX
Other (Power generator) Colombia, region XX | PWROTHCOLXX
Other (Power generator) Costa Rica, region XX | PWROTHCRIXX
Other (Power generator) Dominican Republic, region XX | PWROTHDOMXX
Other (Power generator) Ecuador, region XX | PWROTHECUXX
Other (Power generator) El Salvador, region XX | PWROTHSLVXX
Other (Power generator) Guatemala, region XX | PWROTHGTMXX
Other (Power generator) Haiti, region XX | PWROTHHTIXX
Other (Power generator) Honduras, region XX | PWROTHHNDXX
Other (Power generator) Mexico, region XX | PWROTHMEXXX
Other (Power generator) Nicaragua, region XX | PWROTHNICXX
Other (Power generator) Panama, region XX | PWROTHPANXX
Other (Power generator) Paraguay, region XX | PWROTHPRYXX
Other (Power generator) Peru, region XX | PWROTHPERXX
Other (Power generator) Uruguay, region XX | PWROTHURYXX
Petroleum (Power generator) Argentina, region XX | PWRPETARGXX
Petroleum (Power generator) Barbados, region XX | PWRPETBRBXX
Petroleum (Power generator) Bolivia, region XX | PWRPETBOLXX
Petroleum (Power generator) Brazil, region XX | PWRPETBRAXX
Petroleum (Power generator) Chile, region XX | PWRPETCHLXX
Petroleum (Power generator) Colombia, region XX | PWRPETCOLXX
Petroleum (Power generator) Costa Rica, region XX | PWRPETCRIXX
Petroleum (Power generator) Dominican Republic, region XX | PWRPETDOMXX
Petroleum (Power generator) Ecuador, region XX | PWRPETECUXX
Petroleum (Power generator) El Salvador, region XX | PWRPETSLVXX
Petroleum (Power generator) Guatemala, region XX | PWRPETGTMXX
Petroleum (Power generator) Haiti, region XX | PWRPETHTIXX
Petroleum (Power generator) Honduras, region XX | PWRPETHNDXX
Petroleum (Power generator) Mexico, region XX | PWRPETMEXXX
Petroleum (Power generator) Nicaragua, region XX | PWRPETNICXX
Petroleum (Power generator) Panama, region XX | PWRPETPANXX
Petroleum (Power generator) Paraguay, region XX | PWRPETPRYXX
Petroleum (Power generator) Peru, region XX | PWRPETPERXX
Petroleum (Power generator) Uruguay, region XX | PWRPETURYXX
Short duration storage (Power generator) Argentina, region XX | PWRSDSARGXX
Short duration storage (Power generator) Barbados, region XX | PWRSDSBRBXX
Short duration storage (Power generator) Bolivia, region XX | PWRSDSBOLXX
Short duration storage (Power generator) Brazil, region XX | PWRSDSBRAXX
Short duration storage (Power generator) Chile, region XX | PWRSDSCHLXX
Short duration storage (Power generator) Colombia, region XX | PWRSDSCOLXX
Short duration storage (Power generator) Costa Rica, region XX | PWRSDSCRIXX
Short duration storage (Power generator) Dominican Republic, region XX | PWRSDSDOMXX
Short duration storage (Power generator) Ecuador, region XX | PWRSDSECUXX
Short duration storage (Power generator) El Salvador, region XX | PWRSDSSLVXX
Short duration storage (Power generator) Guatemala, region XX | PWRSDSGTMXX
Short duration storage (Power generator) Haiti, region XX | PWRSDSHTIXX
Short duration storage (Power generator) Honduras, region XX | PWRSDSHNDXX
Short duration storage (Power generator) Mexico, region XX | PWRSDSMEXXX
Short duration storage (Power generator) Nicaragua, region XX | PWRSDSNICXX
Short duration storage (Power generator) Panama, region XX | PWRSDSPANXX
Short duration storage (Power generator) Paraguay, region XX | PWRSDSPRYXX
Short duration storage (Power generator) Peru, region XX | PWRSDSPERXX
Short duration storage (Power generator) Uruguay, region XX | PWRSDSURYXX
Solar Photovoltaic (Power generator) Argentina, region XX | PWRSPVARGXX
Solar Photovoltaic (Power generator) Barbados, region XX | PWRSPVBRBXX
Solar Photovoltaic (Power generator) Bolivia, region XX | PWRSPVBOLXX
Solar Photovoltaic (Power generator) Brazil, region XX | PWRSPVBRAXX
Solar Photovoltaic (Power generator) Chile, region XX | PWRSPVCHLXX
Solar Photovoltaic (Power generator) Colombia, region XX | PWRSPVCOLXX
Solar Photovoltaic (Power generator) Costa Rica, region XX | PWRSPVCRIXX
Solar Photovoltaic (Power generator) Dominican Republic, region XX | PWRSPVDOMXX
Solar Photovoltaic (Power generator) Ecuador, region XX | PWRSPVECUXX
Solar Photovoltaic (Power generator) El Salvador, region XX | PWRSPVSLVXX
Solar Photovoltaic (Power generator) Guatemala, region XX | PWRSPVGTMXX
Solar Photovoltaic (Power generator) Haiti, region XX | PWRSPVHTIXX
Solar Photovoltaic (Power generator) Honduras, region XX | PWRSPVHNDXX
Solar Photovoltaic (Power generator) Mexico, region XX | PWRSPVMEXXX
Solar Photovoltaic (Power generator) Nicaragua, region XX | PWRSPVNICXX
Solar Photovoltaic (Power generator) Panama, region XX | PWRSPVPANXX
Solar Photovoltaic (Power generator) Paraguay, region XX | PWRSPVPRYXX
Solar Photovoltaic (Power generator) Peru, region XX | PWRSPVPERXX
Solar Photovoltaic (Power generator) Uruguay, region XX | PWRSPVURYXX
Transmission interconnection from Argentina, region XX to Bolivia, region XX | TRNARGXXBOLXX
Transmission interconnection from Argentina, region XX to Brazil, region XX | TRNARGXXBRAXX
Transmission interconnection from Argentina, region XX to Chile, region XX | TRNARGXXCHLXX
Transmission interconnection from Argentina, region XX to Paraguay, region XX | TRNARGXXPRYXX
Transmission interconnection from Argentina, region XX to Uruguay, region XX | TRNARGXXURYXX
Transmission interconnection from Bolivia, region XX to Brazil, region XX | TRNBOLXXBRAXX
Transmission interconnection from Bolivia, region XX to Chile, region XX | TRNBOLXXCHLXX
Transmission interconnection from Bolivia, region XX to Paraguay, region XX | TRNBOLXXPRYXX
Transmission interconnection from Bolivia, region XX to Peru, region XX | TRNBOLXXPERXX
Transmission interconnection from Brazil, region XX to Colombia, region XX | TRNBRAXXCOLXX
Transmission interconnection from Brazil, region XX to Paraguay, region XX | TRNBRAXXPRYXX
Transmission interconnection from Brazil, region XX to Peru, region XX | TRNBRAXXPERXX
Transmission interconnection from Brazil, region XX to Uruguay, region XX | TRNBRAXXURYXX
Transmission interconnection from Chile, region XX to Peru, region XX | TRNCHLXXPERXX
Transmission interconnection from Colombia, region XX to Ecuador, region XX | TRNCOLXXECUXX
Transmission interconnection from Colombia, region XX to Panama, region XX | TRNCOLXXPANXX
Transmission interconnection from Colombia, region XX to Peru, region XX | TRNCOLXXPERXX
Transmission interconnection from Costa Rica, region XX to Nicaragua, region XX | TRNCRIXXNICXX
Transmission interconnection from Costa Rica, region XX to Panama, region XX | TRNCRIXXPANXX
Transmission interconnection from Dominican Republic, region XX to Haiti, region XX | TRNDOMXXHTIXX
Transmission interconnection from Ecuador, region XX to Peru, region XX | TRNECUXXPERXX
Transmission interconnection from Guatemala, region XX to El Salvador, region XX | TRNGTMXXSLVXX
Transmission interconnection from Guatemala, region XX to Honduras, region XX | TRNGTMXXHNDXX
Transmission interconnection from Guatemala, region XX to Mexico, region XX | TRNGTMXXMEXXX
Transmission interconnection from Honduras, region XX to El Salvador, region XX | TRNHNDXXSLVXX
Transmission interconnection from Honduras, region XX to Nicaragua, region XX | TRNHNDXXNICXX
Waste (Power generator) Argentina, region XX | PWRWASARGXX
Waste (Power generator) Barbados, region XX | PWRWASBRBXX
Waste (Power generator) Bolivia, region XX | PWRWASBOLXX
Waste (Power generator) Brazil, region XX | PWRWASBRAXX
Waste (Power generator) Chile, region XX | PWRWASCHLXX
Waste (Power generator) Colombia, region XX | PWRWASCOLXX
Waste (Power generator) Costa Rica, region XX | PWRWASCRIXX
Waste (Power generator) Dominican Republic, region XX | PWRWASDOMXX
Waste (Power generator) Ecuador, region XX | PWRWASECUXX
Waste (Power generator) El Salvador, region XX | PWRWASSLVXX
Waste (Power generator) Guatemala, region XX | PWRWASGTMXX
Waste (Power generator) Haiti, region XX | PWRWASHTIXX
Waste (Power generator) Honduras, region XX | PWRWASHNDXX
Waste (Power generator) Mexico, region XX | PWRWASMEXXX
Waste (Power generator) Nicaragua, region XX | PWRWASNICXX
Waste (Power generator) Panama, region XX | PWRWASPANXX
Waste (Power generator) Paraguay, region XX | PWRWASPRYXX
Waste (Power generator) Peru, region XX | PWRWASPERXX
Waste (Power generator) Uruguay, region XX | PWRWASURYXX
Wave (Power generator) Argentina, region XX | PWRWAVARGXX
Wave (Power generator) Barbados, region XX | PWRWAVBRBXX
Wave (Power generator) Bolivia, region XX | PWRWAVBOLXX
Wave (Power generator) Brazil, region XX | PWRWAVBRAXX
Wave (Power generator) Chile, region XX | PWRWAVCHLXX
Wave (Power generator) Colombia, region XX | PWRWAVCOLXX
Wave (Power generator) Costa Rica, region XX | PWRWAVCRIXX
Wave (Power generator) Dominican Republic, region XX | PWRWAVDOMXX
Wave (Power generator) Ecuador, region XX | PWRWAVECUXX
Wave (Power generator) El Salvador, region XX | PWRWAVSLVXX
Wave (Power generator) Guatemala, region XX | PWRWAVGTMXX
Wave (Power generator) Haiti, region XX | PWRWAVHTIXX
Wave (Power generator) Honduras, region XX | PWRWAVHNDXX
Wave (Power generator) Mexico, region XX | PWRWAVMEXXX
Wave (Power generator) Nicaragua, region XX | PWRWAVNICXX
Wave (Power generator) Panama, region XX | PWRWAVPANXX
Wave (Power generator) Paraguay, region XX | PWRWAVPRYXX
Wave (Power generator) Peru, region XX | PWRWAVPERXX
Wave (Power generator) Uruguay, region XX | PWRWAVURYXX

## _Parameters (hidden)
AvailabilityFactor
CapitalCost
FixedCost
ReserveMarginTagFuel
ReserveMarginTagTechnology
ResidualCapacity
TotalAnnualMaxCapacity
TotalAnnualMaxCapacityInvestment
TotalAnnualMinCapacityInvestment
TotalTechnologyAnnualActivityLowerLimit
TotalTechnologyAnnualActivityUpperLimit

## _TechByCountry (hidden)
ARG | BOL | BRA | BRB | CHL | COL | CRI | DOM | ECU | GTM | HND | HTI | MEX | NIC | PAN | PER | PRY | SLV | URY
Backstop (Power generator) Argentina, region XX | Backstop (Power generator) Bolivia, region XX | Backstop (Power generator) Brazil, region XX | Backstop (Power generator) Barbados, region XX | Backstop (Power generator) Chile, region XX | Backstop (Power generator) Colombia, region XX | Backstop (Power generator) Costa Rica, region XX | Backstop (Power generator) Dominican Republic, region XX | Backstop (Power generator) Ecuador, region XX | Backstop (Power generator) Guatemala, region XX | Backstop (Power generator) Honduras, region XX | Backstop (Power generator) Haiti, region XX | Backstop (Power generator) Mexico, region XX | Backstop (Power generator) Nicaragua, region XX | Backstop (Power generator) Panama, region XX | Backstop (Power generator) Peru, region XX | Backstop (Power generator) Paraguay, region XX | Backstop (Power generator) El Salvador, region XX | Backstop (Power generator) Uruguay, region XX
Biomass (Power generator) Argentina, region XX | Biomass (Power generator) Bolivia, region XX | Biomass (Power generator) Brazil, region XX | Biomass (Power generator) Barbados, region XX | Biomass (Power generator) Chile, region XX | Biomass (Power generator) Colombia, region XX | Biomass (Power generator) Costa Rica, region XX | Biomass (Power generator) Dominican Republic, region XX | Biomass (Power generator) Ecuador, region XX | Biomass (Power generator) Guatemala, region XX | Biomass (Power generator) Honduras, region XX | Biomass (Power generator) Haiti, region XX | Biomass (Power generator) Mexico, region XX | Biomass (Power generator) Nicaragua, region XX | Biomass (Power generator) Panama, region XX | Biomass (Power generator) Peru, region XX | Biomass (Power generator) Paraguay, region XX | Biomass (Power generator) El Salvador, region XX | Biomass (Power generator) Uruguay, region XX
Carbon Capture Storage with Coal (Power generator) Argentina, region XX | Carbon Capture Storage with Coal (Power generator) Bolivia, region XX | Carbon Capture Storage with Coal (Power generator) Brazil, region XX | Carbon Capture Storage with Coal (Power generator) Barbados, region XX | Carbon Capture Storage with Coal (Power generator) Chile, region XX | Carbon Capture Storage with Coal (Power generator) Colombia, region XX | Carbon Capture Storage with Coal (Power generator) Costa Rica, region XX | Carbon Capture Storage with Coal (Power generator) Dominican Republic, region XX | Carbon Capture Storage with Coal (Power generator) Ecuador, region XX | Carbon Capture Storage with Coal (Power generator) Guatemala, region XX | Carbon Capture Storage with Coal (Power generator) Honduras, region XX | Carbon Capture Storage with Coal (Power generator) Haiti, region XX | Carbon Capture Storage with Coal (Power generator) Mexico, region XX | Carbon Capture Storage with Coal (Power generator) Nicaragua, region XX | Carbon Capture Storage with Coal (Power generator) Panama, region XX | Carbon Capture Storage with Coal (Power generator) Peru, region XX | Carbon Capture Storage with Coal (Power generator) Paraguay, region XX | Carbon Capture Storage with Coal (Power generator) El Salvador, region XX | Carbon Capture Storage with Coal (Power generator) Uruguay, region XX
Coal (Power generator) Argentina, region XX | Coal (Power generator) Bolivia, region XX | Coal (Power generator) Brazil, region XX | Coal (Power generator) Barbados, region XX | Coal (Power generator) Chile, region XX | Coal (Power generator) Colombia, region XX | Coal (Power generator) Costa Rica, region XX | Coal (Power generator) Dominican Republic, region XX | Coal (Power generator) Ecuador, region XX | Coal (Power generator) Guatemala, region XX | Coal (Power generator) Honduras, region XX | Coal (Power generator) Haiti, region XX | Coal (Power generator) Mexico, region XX | Coal (Power generator) Nicaragua, region XX | Coal (Power generator) Panama, region XX | Coal (Power generator) Peru, region XX | Coal (Power generator) Paraguay, region XX | Coal (Power generator) El Salvador, region XX | Coal (Power generator) Uruguay, region XX
Cogeneration (Power generator) Argentina, region XX | Cogeneration (Power generator) Bolivia, region XX | Cogeneration (Power generator) Brazil, region XX | Cogeneration (Power generator) Barbados, region XX | Cogeneration (Power generator) Chile, region XX | Cogeneration (Power generator) Colombia, region XX | Cogeneration (Power generator) Costa Rica, region XX | Cogeneration (Power generator) Dominican Republic, region XX | Cogeneration (Power generator) Ecuador, region XX | Cogeneration (Power generator) Guatemala, region XX | Cogeneration (Power generator) Honduras, region XX | Cogeneration (Power generator) Haiti, region XX | Cogeneration (Power generator) Mexico, region XX | Cogeneration (Power generator) Nicaragua, region XX | Cogeneration (Power generator) Panama, region XX | Cogeneration (Power generator) Peru, region XX | Cogeneration (Power generator) Paraguay, region XX | Cogeneration (Power generator) El Salvador, region XX | Cogeneration (Power generator) Uruguay, region XX
Concentrated Solar Power (Power generator) Argentina, region XX | Concentrated Solar Power (Power generator) Bolivia, region XX | Concentrated Solar Power (Power generator) Brazil, region XX | Concentrated Solar Power (Power generator) Barbados, region XX | Concentrated Solar Power (Power generator) Chile, region XX | Concentrated Solar Power (Power generator) Colombia, region XX | Concentrated Solar Power (Power generator) Costa Rica, region XX | Concentrated Solar Power (Power generator) Dominican Republic, region XX | Concentrated Solar Power (Power generator) Ecuador, region XX | Concentrated Solar Power (Power generator) Guatemala, region XX | Concentrated Solar Power (Power generator) Honduras, region XX | Concentrated Solar Power (Power generator) Haiti, region XX | Concentrated Solar Power (Power generator) Mexico, region XX | Concentrated Solar Power (Power generator) Nicaragua, region XX | Concentrated Solar Power (Power generator) Panama, region XX | Concentrated Solar Power (Power generator) Peru, region XX | Concentrated Solar Power (Power generator) Paraguay, region XX | Concentrated Solar Power (Power generator) El Salvador, region XX | Concentrated Solar Power (Power generator) Uruguay, region XX
Geothermal (Power generator) Argentina, region XX | Geothermal (Power generator) Bolivia, region XX | Geothermal (Power generator) Brazil, region XX | Geothermal (Power generator) Barbados, region XX | Geothermal (Power generator) Chile, region XX | Geothermal (Power generator) Colombia, region XX | Geothermal (Power generator) Costa Rica, region XX | Geothermal (Power generator) Dominican Republic, region XX | Geothermal (Power generator) Ecuador, region XX | Geothermal (Power generator) Guatemala, region XX | Geothermal (Power generator) Honduras, region XX | Geothermal (Power generator) Haiti, region XX | Geothermal (Power generator) Mexico, region XX | Geothermal (Power generator) Nicaragua, region XX | Geothermal (Power generator) Panama, region XX | Geothermal (Power generator) Peru, region XX | Geothermal (Power generator) Paraguay, region XX | Geothermal (Power generator) El Salvador, region XX | Geothermal (Power generator) Uruguay, region XX
Hydroelectric (Power generator) Argentina, region XX | Hydroelectric (Power generator) Bolivia, region XX | Hydroelectric (Power generator) Brazil, region XX | Hydroelectric (Power generator) Barbados, region XX | Hydroelectric (Power generator) Chile, region XX | Hydroelectric (Power generator) Colombia, region XX | Hydroelectric (Power generator) Costa Rica, region XX | Hydroelectric (Power generator) Dominican Republic, region XX | Hydroelectric (Power generator) Ecuador, region XX | Hydroelectric (Power generator) Guatemala, region XX | Hydroelectric (Power generator) Honduras, region XX | Hydroelectric (Power generator) Haiti, region XX | Hydroelectric (Power generator) Mexico, region XX | Hydroelectric (Power generator) Nicaragua, region XX | Hydroelectric (Power generator) Panama, region XX | Hydroelectric (Power generator) Peru, region XX | Hydroelectric (Power generator) Paraguay, region XX | Hydroelectric (Power generator) El Salvador, region XX | Hydroelectric (Power generator) Uruguay, region XX
Long duration storage (Power generator) Argentina, region XX | Long duration storage (Power generator) Bolivia, region XX | Long duration storage (Power generator) Brazil, region XX | Long duration storage (Power generator) Barbados, region XX | Long duration storage (Power generator) Chile, region XX | Long duration storage (Power generator) Colombia, region XX | Long duration storage (Power generator) Costa Rica, region XX | Long duration storage (Power generator) Dominican Republic, region XX | Long duration storage (Power generator) Ecuador, region XX | Long duration storage (Power generator) Guatemala, region XX | Long duration storage (Power generator) Honduras, region XX | Long duration storage (Power generator) Haiti, region XX | Long duration storage (Power generator) Mexico, region XX | Long duration storage (Power generator) Nicaragua, region XX | Long duration storage (Power generator) Panama, region XX | Long duration storage (Power generator) Peru, region XX | Long duration storage (Power generator) Paraguay, region XX | Long duration storage (Power generator) El Salvador, region XX | Long duration storage (Power generator) Uruguay, region XX
Natural Gas (Power generator) Argentina, region XX | Natural Gas (Power generator) Bolivia, region XX | Natural Gas (Power generator) Brazil, region XX | Natural Gas (Power generator) Barbados, region XX | Natural Gas (Power generator) Chile, region XX | Natural Gas (Power generator) Colombia, region XX | Natural Gas (Power generator) Costa Rica, region XX | Natural Gas (Power generator) Dominican Republic, region XX | Natural Gas (Power generator) Ecuador, region XX | Natural Gas (Power generator) Guatemala, region XX | Natural Gas (Power generator) Honduras, region XX | Natural Gas (Power generator) Haiti, region XX | Natural Gas (Power generator) Mexico, region XX | Natural Gas (Power generator) Nicaragua, region XX | Natural Gas (Power generator) Panama, region XX | Natural Gas (Power generator) Peru, region XX | Natural Gas (Power generator) Paraguay, region XX | Natural Gas (Power generator) El Salvador, region XX | Natural Gas (Power generator) Uruguay, region XX
Nuclear (Power generator) Argentina, region XX | Nuclear (Power generator) Bolivia, region XX | Nuclear (Power generator) Brazil, region XX | Nuclear (Power generator) Barbados, region XX | Nuclear (Power generator) Chile, region XX | Nuclear (Power generator) Colombia, region XX | Nuclear (Power generator) Costa Rica, region XX | Nuclear (Power generator) Dominican Republic, region XX | Nuclear (Power generator) Ecuador, region XX | Nuclear (Power generator) Guatemala, region XX | Nuclear (Power generator) Honduras, region XX | Nuclear (Power generator) Haiti, region XX | Nuclear (Power generator) Mexico, region XX | Nuclear (Power generator) Nicaragua, region XX | Nuclear (Power generator) Panama, region XX | Nuclear (Power generator) Peru, region XX | Nuclear (Power generator) Paraguay, region XX | Nuclear (Power generator) El Salvador, region XX | Nuclear (Power generator) Uruguay, region XX
Offshore Wind (Power generator) Argentina, region XX | Offshore Wind (Power generator) Bolivia, region XX | Offshore Wind (Power generator) Brazil, region XX | Offshore Wind (Power generator) Barbados, region XX | Offshore Wind (Power generator) Chile, region XX | Offshore Wind (Power generator) Colombia, region XX | Offshore Wind (Power generator) Costa Rica, region XX | Offshore Wind (Power generator) Dominican Republic, region XX | Offshore Wind (Power generator) Ecuador, region XX | Offshore Wind (Power generator) Guatemala, region XX | Offshore Wind (Power generator) Honduras, region XX | Offshore Wind (Power generator) Haiti, region XX | Offshore Wind (Power generator) Mexico, region XX | Offshore Wind (Power generator) Nicaragua, region XX | Offshore Wind (Power generator) Panama, region XX | Offshore Wind (Power generator) Peru, region XX | Offshore Wind (Power generator) Paraguay, region XX | Offshore Wind (Power generator) El Salvador, region XX | Offshore Wind (Power generator) Uruguay, region XX
Oil (Power generator) Argentina, region XX | Oil (Power generator) Bolivia, region XX | Oil (Power generator) Brazil, region XX | Oil (Power generator) Barbados, region XX | Oil (Power generator) Chile, region XX | Oil (Power generator) Colombia, region XX | Oil (Power generator) Costa Rica, region XX | Oil (Power generator) Dominican Republic, region XX | Oil (Power generator) Ecuador, region XX | Oil (Power generator) Guatemala, region XX | Oil (Power generator) Honduras, region XX | Oil (Power generator) Haiti, region XX | Oil (Power generator) Mexico, region XX | Oil (Power generator) Nicaragua, region XX | Oil (Power generator) Panama, region XX | Oil (Power generator) Peru, region XX | Oil (Power generator) Paraguay, region XX | Oil (Power generator) El Salvador, region XX | Oil (Power generator) Uruguay, region XX
Onshore Wind (Power generator) Argentina, region XX | Onshore Wind (Power generator) Bolivia, region XX | Onshore Wind (Power generator) Brazil, region XX | Onshore Wind (Power generator) Barbados, region XX | Onshore Wind (Power generator) Chile, region XX | Onshore Wind (Power generator) Colombia, region XX | Onshore Wind (Power generator) Costa Rica, region XX | Onshore Wind (Power generator) Dominican Republic, region XX | Onshore Wind (Power generator) Ecuador, region XX | Onshore Wind (Power generator) Guatemala, region XX | Onshore Wind (Power generator) Honduras, region XX | Onshore Wind (Power generator) Haiti, region XX | Onshore Wind (Power generator) Mexico, region XX | Onshore Wind (Power generator) Nicaragua, region XX | Onshore Wind (Power generator) Panama, region XX | Onshore Wind (Power generator) Peru, region XX | Onshore Wind (Power generator) Paraguay, region XX | Onshore Wind (Power generator) El Salvador, region XX | Onshore Wind (Power generator) Uruguay, region XX
Other (Power generator) Argentina, region XX | Other (Power generator) Bolivia, region XX | Other (Power generator) Brazil, region XX | Other (Power generator) Barbados, region XX | Other (Power generator) Chile, region XX | Other (Power generator) Colombia, region XX | Other (Power generator) Costa Rica, region XX | Other (Power generator) Dominican Republic, region XX | Other (Power generator) Ecuador, region XX | Other (Power generator) Guatemala, region XX | Other (Power generator) Honduras, region XX | Other (Power generator) Haiti, region XX | Other (Power generator) Mexico, region XX | Other (Power generator) Nicaragua, region XX | Other (Power generator) Panama, region XX | Other (Power generator) Peru, region XX | Other (Power generator) Paraguay, region XX | Other (Power generator) El Salvador, region XX | Other (Power generator) Uruguay, region XX
Petroleum (Power generator) Argentina, region XX | Petroleum (Power generator) Bolivia, region XX | Petroleum (Power generator) Brazil, region XX | Petroleum (Power generator) Barbados, region XX | Petroleum (Power generator) Chile, region XX | Petroleum (Power generator) Colombia, region XX | Petroleum (Power generator) Costa Rica, region XX | Petroleum (Power generator) Dominican Republic, region XX | Petroleum (Power generator) Ecuador, region XX | Petroleum (Power generator) Guatemala, region XX | Petroleum (Power generator) Honduras, region XX | Petroleum (Power generator) Haiti, region XX | Petroleum (Power generator) Mexico, region XX | Petroleum (Power generator) Nicaragua, region XX | Petroleum (Power generator) Panama, region XX | Petroleum (Power generator) Peru, region XX | Petroleum (Power generator) Paraguay, region XX | Petroleum (Power generator) El Salvador, region XX | Petroleum (Power generator) Uruguay, region XX
Short duration storage (Power generator) Argentina, region XX | Short duration storage (Power generator) Bolivia, region XX | Short duration storage (Power generator) Brazil, region XX | Short duration storage (Power generator) Barbados, region XX | Short duration storage (Power generator) Chile, region XX | Short duration storage (Power generator) Colombia, region XX | Short duration storage (Power generator) Costa Rica, region XX | Short duration storage (Power generator) Dominican Republic, region XX | Short duration storage (Power generator) Ecuador, region XX | Short duration storage (Power generator) Guatemala, region XX | Short duration storage (Power generator) Honduras, region XX | Short duration storage (Power generator) Haiti, region XX | Short duration storage (Power generator) Mexico, region XX | Short duration storage (Power generator) Nicaragua, region XX | Short duration storage (Power generator) Panama, region XX | Short duration storage (Power generator) Peru, region XX | Short duration storage (Power generator) Paraguay, region XX | Short duration storage (Power generator) El Salvador, region XX | Short duration storage (Power generator) Uruguay, region XX
Solar Photovoltaic (Power generator) Argentina, region XX | Solar Photovoltaic (Power generator) Bolivia, region XX | Solar Photovoltaic (Power generator) Brazil, region XX | Solar Photovoltaic (Power generator) Barbados, region XX | Solar Photovoltaic (Power generator) Chile, region XX | Solar Photovoltaic (Power generator) Colombia, region XX | Solar Photovoltaic (Power generator) Costa Rica, region XX | Solar Photovoltaic (Power generator) Dominican Republic, region XX | Solar Photovoltaic (Power generator) Ecuador, region XX | Solar Photovoltaic (Power generator) Guatemala, region XX | Solar Photovoltaic (Power generator) Honduras, region XX | Solar Photovoltaic (Power generator) Haiti, region XX | Solar Photovoltaic (Power generator) Mexico, region XX | Solar Photovoltaic (Power generator) Nicaragua, region XX | Solar Photovoltaic (Power generator) Panama, region XX | Solar Photovoltaic (Power generator) Peru, region XX | Solar Photovoltaic (Power generator) Paraguay, region XX | Solar Photovoltaic (Power generator) El Salvador, region XX | Solar Photovoltaic (Power generator) Uruguay, region XX
Transmission interconnection from Argentina, region XX to Bolivia, region XX | Transmission interconnection from Bolivia, region XX to Brazil, region XX | Transmission interconnection from Brazil, region XX to Colombia, region XX | Waste (Power generator) Barbados, region XX | Transmission interconnection from Chile, region XX to Peru, region XX | Transmission interconnection from Colombia, region XX to Ecuador, region XX | Transmission interconnection from Costa Rica, region XX to Nicaragua, region XX | Transmission interconnection from Dominican Republic, region XX to Haiti, region XX | Transmission interconnection from Ecuador, region XX to Peru, region XX | Transmission interconnection from Guatemala, region XX to El Salvador, region XX | Transmission interconnection from Honduras, region XX to El Salvador, region XX | Waste (Power generator) Haiti, region XX | Waste (Power generator) Mexico, region XX | Waste (Power generator) Nicaragua, region XX | Waste (Power generator) Panama, region XX | Waste (Power generator) Peru, region XX | Waste (Power generator) Paraguay, region XX | Waste (Power generator) El Salvador, region XX | Waste (Power generator) Uruguay, region XX
Transmission interconnection from Argentina, region XX to Brazil, region XX | Transmission interconnection from Bolivia, region XX to Chile, region XX | Transmission interconnection from Brazil, region XX to Paraguay, region XX | Wave (Power generator) Barbados, region XX | Waste (Power generator) Chile, region XX | Transmission interconnection from Colombia, region XX to Panama, region XX | Transmission interconnection from Costa Rica, region XX to Panama, region XX | Waste (Power generator) Dominican Republic, region XX | Waste (Power generator) Ecuador, region XX | Transmission interconnection from Guatemala, region XX to Honduras, region XX | Transmission interconnection from Honduras, region XX to Nicaragua, region XX | Wave (Power generator) Haiti, region XX | Wave (Power generator) Mexico, region XX | Wave (Power generator) Nicaragua, region XX | Wave (Power generator) Panama, region XX | Wave (Power generator) Peru, region XX | Wave (Power generator) Paraguay, region XX | Wave (Power generator) El Salvador, region XX | Wave (Power generator) Uruguay, region XX
Transmission interconnection from Argentina, region XX to Chile, region XX | Transmission interconnection from Bolivia, region XX to Paraguay, region XX | Transmission interconnection from Brazil, region XX to Peru, region XX |  | Wave (Power generator) Chile, region XX | Transmission interconnection from Colombia, region XX to Peru, region XX | Waste (Power generator) Costa Rica, region XX | Wave (Power generator) Dominican Republic, region XX | Wave (Power generator) Ecuador, region XX | Transmission interconnection from Guatemala, region XX to Mexico, region XX | Waste (Power generator) Honduras, region XX
Transmission interconnection from Argentina, region XX to Paraguay, region XX | Transmission interconnection from Bolivia, region XX to Peru, region XX | Transmission interconnection from Brazil, region XX to Uruguay, region XX |  |  | Waste (Power generator) Colombia, region XX | Wave (Power generator) Costa Rica, region XX |  |  | Waste (Power generator) Guatemala, region XX | Wave (Power generator) Honduras, region XX
Transmission interconnection from Argentina, region XX to Uruguay, region XX | Waste (Power generator) Bolivia, region XX | Waste (Power generator) Brazil, region XX |  |  | Wave (Power generator) Colombia, region XX |  |  |  | Wave (Power generator) Guatemala, region XX
Waste (Power generator) Argentina, region XX | Wave (Power generator) Bolivia, region XX | Wave (Power generator) Brazil, region XX
Wave (Power generator) Argentina, region XX